## EMDN_v.2026
EMDN_v.2026
CATEGORY | CATEGORY DESCRIPTION (v.2026) | CODE | TERM EMDN (v.2026) | LEVEL | TERMINAL LEVEL (YES/NO)
A | DEVICES FOR ADMINISTRATION, WITHDRAWAL AND COLLECTION | A | DEVICES FOR ADMINISTRATION, WITHDRAWAL AND COLLECTION | 1 | NO
A | DEVICES FOR ADMINISTRATION, WITHDRAWAL AND COLLECTION | A01 | NEEDLES | 2 | NO
A | DEVICES FOR ADMINISTRATION, WITHDRAWAL AND COLLECTION | A0101 | NEEDLES FOR INFUSION AND SAMPLING | 3 | NO
A | DEVICES FOR ADMINISTRATION, WITHDRAWAL AND COLLECTION | A010101 | HYPODERMIC NEEDLES | 4 | NO
A | DEVICES FOR ADMINISTRATION, WITHDRAWAL AND COLLECTION | A01010101 | HYPODERMIC SYRINGE NEEDLES | 5 | NO
A | DEVICES FOR ADMINISTRATION, WITHDRAWAL AND COLLECTION | A0101010101 | HYPODERMIC SYRINGE NEEDLES, WITH SAFETY SYSTEMS | 6 | YES
A | DEVICES FOR ADMINISTRATION, WITHDRAWAL AND COLLECTION | A0101010102 | HYPODERMIC SYRINGE NEEDLES, W/O SAFETY SYSTEMS | 6 | YES
A | DEVICES FOR ADMINISTRATION, WITHDRAWAL AND COLLECTION | A01010102 | HYPODERMIC PEN NEEDLES | 5 | NO
A | DEVICES FOR ADMINISTRATION, WITHDRAWAL AND COLLECTION | A0101010201 | HYPODERMIC PEN NEEDLES, WITH SAFETY SYSTEMS | 6 | YES
A | DEVICES FOR ADMINISTRATION, WITHDRAWAL AND COLLECTION | A0101010202 | HYPODERMIC PEN NEEDLES, W/O SAFETY SYSTEMS | 6 | YES
A | DEVICES FOR ADMINISTRATION, WITHDRAWAL AND COLLECTION | A01010199 | HYPODERMIC NEEDLES - OTHER | 5 | YES
A | DEVICES FOR ADMINISTRATION, WITHDRAWAL AND COLLECTION | A010102 | BUTTERFLY NEEDLES | 4 | NO
A | DEVICES FOR ADMINISTRATION, WITHDRAWAL AND COLLECTION | A01010201 | BUTTERFLY NEEDLES, WITH SAFETY SYSTEMS | 5 | YES
A | DEVICES FOR ADMINISTRATION, WITHDRAWAL AND COLLECTION | A01010202 | BUTTERFLY NEEDLES, W/O SAFETY SYSTEMS | 5 | YES
A | DEVICES FOR ADMINISTRATION, WITHDRAWAL AND COLLECTION | A010103 | NEEDLES AND KITS FOR IMPLANTABLE SYSTEMS (PORT) | 4 | NO
A | DEVICES FOR ADMINISTRATION, WITHDRAWAL AND COLLECTION | A01010301 | NEEDLES AND KITS FOR IMPLANTABLE SYSTEMS (PORT), WITH SAFETY SYSTEMS | 5 | YES
A | DEVICES FOR ADMINISTRATION, WITHDRAWAL AND COLLECTION | A01010302 | NEEDLES AND KITS FOR IMPLANTABLE SYSTEMS (PORT), W/O SAFETY SYSTEMS | 5 | YES
A | DEVICES FOR ADMINISTRATION, WITHDRAWAL AND COLLECTION | A010104 | NEEDLES FOR VIAL COLLECTION | 4 | YES
A | DEVICES FOR ADMINISTRATION, WITHDRAWAL AND COLLECTION | A010105 | NEEDLES FOR COLLECTION UNDER VACUUM | 4 | NO
A | DEVICES FOR ADMINISTRATION, WITHDRAWAL AND COLLECTION | A01010501 | NEEDLES FOR COLLECTION UNDER VACUUM, WITH SAFETY SYSTEMS | 5 | YES
A | DEVICES FOR ADMINISTRATION, WITHDRAWAL AND COLLECTION | A01010502 | NEEDLES FOR COLLECTION UNDER VACUUM, W/O SAFETY SYSTEMS | 5 | YES
A | DEVICES FOR ADMINISTRATION, WITHDRAWAL AND COLLECTION | A010106 | NEEDLES AND KITS FOR RECONSTRUCTIVE FILLING | 4 | YES
A | DEVICES FOR ADMINISTRATION, WITHDRAWAL AND COLLECTION | A010180 | NEEDLES FOR INFUSION AND COLLECTION - ACCESSORIES | 4 | NO
A | DEVICES FOR ADMINISTRATION, WITHDRAWAL AND COLLECTION | A01018001 | HOLDERS FOR COLLECTION NEEDLES | 5 | YES
A | DEVICES FOR ADMINISTRATION, WITHDRAWAL AND COLLECTION | A01018099 | NEEDLES FOR INFUSION AND COLLECTION - OTHER ACCESSORIES | 5 | YES
A | DEVICES FOR ADMINISTRATION, WITHDRAWAL AND COLLECTION | A010199 | NEEDLES FOR INFUSION AND COLLECTION - OTHER | 4 | YES
A | DEVICES FOR ADMINISTRATION, WITHDRAWAL AND COLLECTION | A0102 | BIOPSY NEEDLES AND KITS | 3 | NO
A | DEVICES FOR ADMINISTRATION, WITHDRAWAL AND COLLECTION | A010201 | NEEDLES AND KITS - HISTOLOGICAL AND CYTOLOGICAL BIOPSY OF SOFT TISSUES | 4 | NO
A | DEVICES FOR ADMINISTRATION, WITHDRAWAL AND COLLECTION | A01020101 | SHEARING BIOPSY NEEDLES AND KITS | 5 | NO
A | DEVICES FOR ADMINISTRATION, WITHDRAWAL AND COLLECTION | A0102010101 | SHEARING BIOPSY NEEDLES | 6 | YES
A | DEVICES FOR ADMINISTRATION, WITHDRAWAL AND COLLECTION | A0102010102 | SHEARING BIOPSY GUNS | 6 | YES
A | DEVICES FOR ADMINISTRATION, WITHDRAWAL AND COLLECTION | A01020102 | ASPIRATION FINE NEEDLES AND KITS | 5 | YES
A | DEVICES FOR ADMINISTRATION, WITHDRAWAL AND COLLECTION | A01020199 | NEEDLES AND KITS FOR HISTOLOGICAL AND CYTOLOGICAL BIOPSY OF SOFT TISSUES - OTHER | 5 | YES
A | DEVICES FOR ADMINISTRATION, WITHDRAWAL AND COLLECTION | A010202 | BONE MARROW BIOPSY NEEDLES AND KITS | 4 | NO
A | DEVICES FOR ADMINISTRATION, WITHDRAWAL AND COLLECTION | A01020201 | ILIAC-STERNAL BIOPSY NEEDLES AND KITS | 5 | YES
A | DEVICES FOR ADMINISTRATION, WITHDRAWAL AND COLLECTION | A01020202 | BONE MARROW EXPLANT NEEDLES AND KITS | 5 | YES
A | DEVICES FOR ADMINISTRATION, WITHDRAWAL AND COLLECTION | A01020203 | VERTEBRAL AND PARAVERTEBRAL BIOPSY NEEDLES AND KITS | 5 | YES
A | DEVICES FOR ADMINISTRATION, WITHDRAWAL AND COLLECTION | A01020204 | MOTORISED BONE BIOPSY KITS | 5 | YES
A | DEVICES FOR ADMINISTRATION, WITHDRAWAL AND COLLECTION | A01020299 | NEEDLES AND KITS - BONE MARROW BIOPSY - OTHER | 5 | YES
A | DEVICES FOR ADMINISTRATION, WITHDRAWAL AND COLLECTION | A010203 | CUTANEOUS BIOPSY NEEDLES AND KITS | 4 | NO
A | DEVICES FOR ADMINISTRATION, WITHDRAWAL AND COLLECTION | A01020301 | CUTANEOUS BIOPSY NEEDLES | 5 | YES
A | DEVICES FOR ADMINISTRATION, WITHDRAWAL AND COLLECTION | A01020302 | CUTANEOUS BIOPSY PUNCHES, SINGLE-USE | 5 | YES
A | DEVICES FOR ADMINISTRATION, WITHDRAWAL AND COLLECTION | A01020303 | CUTANEOUS BIOPSY CURETTES, SINGLE-USE | 5 | YES
A | DEVICES FOR ADMINISTRATION, WITHDRAWAL AND COLLECTION | A01020399 | CUTANEOUS BIOPSY NEEDLES AND KITS - OTHER | 5 | YES
A | DEVICES FOR ADMINISTRATION, WITHDRAWAL AND COLLECTION | A010204 | AMNIOCENTESIS AND VILLOCENTESIS NEEDLES AND KITS | 4 | NO
A | DEVICES FOR ADMINISTRATION, WITHDRAWAL AND COLLECTION | A01020401 | AMNIOCENTESIS NEEDLES AND KITS | 5 | YES
A | DEVICES FOR ADMINISTRATION, WITHDRAWAL AND COLLECTION | A01020402 | VILLOCENTESIS NEEDLES AND KITS | 5 | YES
A | DEVICES FOR ADMINISTRATION, WITHDRAWAL AND COLLECTION | A010205 | PERENDOSCOPIC BIOPSY NEEDLES AND KITS (NON-GASTROINTESTINAL APPARATUS) | 4 | NO
A | DEVICES FOR ADMINISTRATION, WITHDRAWAL AND COLLECTION | A01020501 | PERENDOSCOPIC BRONCHIAL BIOPSY NEEDLES AND KITS | 5 | YES
A | DEVICES FOR ADMINISTRATION, WITHDRAWAL AND COLLECTION | A01020502 | LAPAROSCOPIC AND THORACOSCOPIC BIOPSY NEEDLES AND KITS | 5 | YES
A | DEVICES FOR ADMINISTRATION, WITHDRAWAL AND COLLECTION | A01020599 | PERENDOSCOPIC BIOPSY NEEDLES AND KITS (NON-GASTROINTESTINAL APPARATUS) - OTHER | 5 | YES
A | DEVICES FOR ADMINISTRATION, WITHDRAWAL AND COLLECTION | A010206 | CEREBRAL BIOPSY NEEDLES AND KITS | 4 | YES
A | DEVICES FOR ADMINISTRATION, WITHDRAWAL AND COLLECTION | A010207 | PULMONARY BIOPSY NEEDLES AND KITS | 4 | YES
A | DEVICES FOR ADMINISTRATION, WITHDRAWAL AND COLLECTION | A010299 | BIOPSY NEEDLES AND KITS - OTHER | 4 | YES
A | DEVICES FOR ADMINISTRATION, WITHDRAWAL AND COLLECTION | A0103 | ANAESTHESIA NEEDLES AND KITS | 3 | NO
A | DEVICES FOR ADMINISTRATION, WITHDRAWAL AND COLLECTION | A010301 | SPINAL AND EPIDURAL ANAESTHESIA NEEDLES AND KITS | 4 | NO
A | DEVICES FOR ADMINISTRATION, WITHDRAWAL AND COLLECTION | A01030101 | SPINAL ANAESTHESIA NEEDLES AND KITS | 5 | YES
A | DEVICES FOR ADMINISTRATION, WITHDRAWAL AND COLLECTION | A01030102 | EPIDURAL ANAESTHESIA NEEDLES AND KITS | 5 | YES
A | DEVICES FOR ADMINISTRATION, WITHDRAWAL AND COLLECTION | A01030103 | COMBINED EPIDURAL AND SPINAL ANAESTHESIA NEEDLES AND KITS | 5 | YES
A | DEVICES FOR ADMINISTRATION, WITHDRAWAL AND COLLECTION | A010302 | PLEXUS BLOCK NEEDLES AND KITS | 4 | YES
A | DEVICES FOR ADMINISTRATION, WITHDRAWAL AND COLLECTION | A010399 | ANAESTHESIA NEEDLES AND KIT - OTHER | 4 | YES
A | DEVICES FOR ADMINISTRATION, WITHDRAWAL AND COLLECTION | A0104 | DIALYSIS NEEDLES | 3 | NO
A | DEVICES FOR ADMINISTRATION, WITHDRAWAL AND COLLECTION | A010401 | ARTERIOVENOUS FISTULA NEEDLES | 4 | YES
A | DEVICES FOR ADMINISTRATION, WITHDRAWAL AND COLLECTION | A010480 | DIALYSIS NEEDLES - ACCESSORIES | 4 | YES
A | DEVICES FOR ADMINISTRATION, WITHDRAWAL AND COLLECTION | A010499 | DIALYSIS NEEDLES - OTHER | 4 | YES
A | DEVICES FOR ADMINISTRATION, WITHDRAWAL AND COLLECTION | A0105 | OPHTHALMOLOGY INJECTION NEEDLES AND KITS | 3 | NO
A | DEVICES FOR ADMINISTRATION, WITHDRAWAL AND COLLECTION | A010501 | ANTERIOR EYE CHAMBER NEEDLES | 4 | YES
A | DEVICES FOR ADMINISTRATION, WITHDRAWAL AND COLLECTION | A010502 | EYE IRRIGATION NEEDLES | 4 | YES
A | DEVICES FOR ADMINISTRATION, WITHDRAWAL AND COLLECTION | A010503 | PERIBULBAR NEEDLES | 4 | YES
A | DEVICES FOR ADMINISTRATION, WITHDRAWAL AND COLLECTION | A010504 | RETROBULBAR NEEDLES | 4 | YES
A | DEVICES FOR ADMINISTRATION, WITHDRAWAL AND COLLECTION | A010505 | ENDOCULAR INJECTION NEEDLES | 4 | YES
A | DEVICES FOR ADMINISTRATION, WITHDRAWAL AND COLLECTION | A010506 | ENDOCULAR ASPIRATION CANNULA NEEDLES | 4 | YES
A | DEVICES FOR ADMINISTRATION, WITHDRAWAL AND COLLECTION | A010599 | OPHTHALMOLOGY INJECTION NEEDLES AND KITS - OTHER | 4 | YES
A | DEVICES FOR ADMINISTRATION, WITHDRAWAL AND COLLECTION | A0106 | DENTISTRY NEEDLES AND KITS | 3 | NO
A | DEVICES FOR ADMINISTRATION, WITHDRAWAL AND COLLECTION | A010601 | CARPULE NEEDLES | 4 | YES
A | DEVICES FOR ADMINISTRATION, WITHDRAWAL AND COLLECTION | A010602 | DENTAL IRRIGATION NEEDLES | 4 | YES
A | DEVICES FOR ADMINISTRATION, WITHDRAWAL AND COLLECTION | A010699 | DENTISTRY NEEDLES AND KITS - OTHER | 4 | YES
A | DEVICES FOR ADMINISTRATION, WITHDRAWAL AND COLLECTION | A0180 | NEEDLES - ACCESSORIES NOT INCLUDED IN OTHER CLASSES | 3 | NO
A | DEVICES FOR ADMINISTRATION, WITHDRAWAL AND COLLECTION | A018001 | NEEDLE CAPS | 4 | YES
A | DEVICES FOR ADMINISTRATION, WITHDRAWAL AND COLLECTION | A018002 | NEEDLE GUIDES | 4 | YES
A | DEVICES FOR ADMINISTRATION, WITHDRAWAL AND COLLECTION | A018003 | NEEDLE INTRODUCERS | 4 | YES
A | DEVICES FOR ADMINISTRATION, WITHDRAWAL AND COLLECTION | A018004 | NEEDLE CONNECTORS AND ADAPTERS | 4 | YES
A | DEVICES FOR ADMINISTRATION, WITHDRAWAL AND COLLECTION | A018005 | NEEDLE COUNTING CONTAINERS | 4 | YES
A | DEVICES FOR ADMINISTRATION, WITHDRAWAL AND COLLECTION | A018006 | HYPODERMIC NEEDLES PEN INJECTORS | 4 | YES
A | DEVICES FOR ADMINISTRATION, WITHDRAWAL AND COLLECTION | A018099 | NEEDLES - OTHER ACCESSORIES | 4 | YES
A | DEVICES FOR ADMINISTRATION, WITHDRAWAL AND COLLECTION | A0190 | NEEDLES FOR OTHER PROCEDURES | 3 | NO
A | DEVICES FOR ADMINISTRATION, WITHDRAWAL AND COLLECTION | A019001 | BLUNT NEEDLES | 4 | YES
A | DEVICES FOR ADMINISTRATION, WITHDRAWAL AND COLLECTION | A019002 | ACUPUNCTURE NEEDLES | 4 | YES
A | DEVICES FOR ADMINISTRATION, WITHDRAWAL AND COLLECTION | A019003 | ALCOHOLISATION NEEDLES | 4 | YES
A | DEVICES FOR ADMINISTRATION, WITHDRAWAL AND COLLECTION | A019004 | OPEN SURGERY CHOLANGIOGRAPHY NEEDLES AND KITS | 4 | YES
A | DEVICES FOR ADMINISTRATION, WITHDRAWAL AND COLLECTION | A019005 | GALACTOGRAPHY NEEDLES AND KITS | 4 | YES
A | DEVICES FOR ADMINISTRATION, WITHDRAWAL AND COLLECTION | A019006 | MESOTHERAPY NEEDLES | 4 | YES
A | DEVICES FOR ADMINISTRATION, WITHDRAWAL AND COLLECTION | A019007 | SCLEROTHERAPY NEEDLES AND KITS | 4 | YES
A | DEVICES FOR ADMINISTRATION, WITHDRAWAL AND COLLECTION | A019008 | MEDICAL PROCEDURES TATTOOING NEEDLES (NOT ENDOSCOPIC) | 4 | YES
A | DEVICES FOR ADMINISTRATION, WITHDRAWAL AND COLLECTION | A019009 | DRAINAGE NEEDLES | 4 | YES
A | DEVICES FOR ADMINISTRATION, WITHDRAWAL AND COLLECTION | A019010 | ANGIOGRAPHY NEEDLES | 4 | YES
A | DEVICES FOR ADMINISTRATION, WITHDRAWAL AND COLLECTION | A019011 | INTRAOSSEOUS INFUSION AND VERTEBROPLASTY INFUSION NEEDLES AND KITS | 4 | YES
A | DEVICES FOR ADMINISTRATION, WITHDRAWAL AND COLLECTION | A019012 | BREAST NODULES AND OTHER STRUCTURES LOCALISATION NEEDLES AND SYSTEMS | 4 | YES
A | DEVICES FOR ADMINISTRATION, WITHDRAWAL AND COLLECTION | A019013 | PERCUTANEOUS NEEDLES | 4 | YES
A | DEVICES FOR ADMINISTRATION, WITHDRAWAL AND COLLECTION | A019014 | LUMBAR PUNCTURE NEEDLES AND KITS | 4 | YES
A | DEVICES FOR ADMINISTRATION, WITHDRAWAL AND COLLECTION | A019015 | PERI- AND NEO-NATAL EPICRANIAL NEEDLES | 4 | YES
A | DEVICES FOR ADMINISTRATION, WITHDRAWAL AND COLLECTION | A019016 | BRACHYTHERAPY NEEDLES | 4 | YES
A | DEVICES FOR ADMINISTRATION, WITHDRAWAL AND COLLECTION | A019017 | FILL, TRANSFER AND RECONSTITUTION NEEDLES FOR FLUIDS AND MEDICATION | 4 | NO
A | DEVICES FOR ADMINISTRATION, WITHDRAWAL AND COLLECTION | A01901701 | FILL, TRANSFER AND RECONSTITUTION NEEDLES FOR FLUIDS AND MEDICATION WITHOUT FILTER | 5 | YES
A | DEVICES FOR ADMINISTRATION, WITHDRAWAL AND COLLECTION | A01901702 | FILL, TRANSFER AND RECONSTITUTION FILTER NEEDLES FOR FLUIDS AND MEDICATION | 5 | YES
A | DEVICES FOR ADMINISTRATION, WITHDRAWAL AND COLLECTION | A019099 | NEEDLES FOR OTHER PROCEDURES - OTHER | 4 | YES
A | DEVICES FOR ADMINISTRATION, WITHDRAWAL AND COLLECTION | A0199 | NEEDLES - OTHER | 3 | YES
A | DEVICES FOR ADMINISTRATION, WITHDRAWAL AND COLLECTION | A02 | SYRINGES | 2 | NO
A | DEVICES FOR ADMINISTRATION, WITHDRAWAL AND COLLECTION | A0201 | SINGLE-USE SYRINGES | 3 | NO
A | DEVICES FOR ADMINISTRATION, WITHDRAWAL AND COLLECTION | A020101 | LOSS-OF-RESISTANCE SYRINGES | 4 | YES
A | DEVICES FOR ADMINISTRATION, WITHDRAWAL AND COLLECTION | A020102 | INFUSION AND IRRIGATION SYRINGES, SINGLE-USE | 4 | NO
A | DEVICES FOR ADMINISTRATION, WITHDRAWAL AND COLLECTION | A02010201 | INFUSION AND IRRIGATION SYRINGES, LUER CONE, SINGLE-USE | 5 | NO
A | DEVICES FOR ADMINISTRATION, WITHDRAWAL AND COLLECTION | A0201020101 | INFUSION AND IRRIGATION SYRINGES, 2-PIECE LUER CONE, SINGLE-USE | 6 | NO
A | DEVICES FOR ADMINISTRATION, WITHDRAWAL AND COLLECTION | A020102010101 | INFUSION AND IRRIGATION SYRINGES, 2-PIECE LUER CONE, 2-PIECE WITH NEEDLE, SINGLE-USE | 7 | YES
A | DEVICES FOR ADMINISTRATION, WITHDRAWAL AND COLLECTION | A020102010102 | INFUSION AND IRRIGATION SYRINGES, 2-PIECE LUER CONE, 2-PIECE WITHOUT NEEDLE, SINGLE-USE | 7 | YES
A | DEVICES FOR ADMINISTRATION, WITHDRAWAL AND COLLECTION | A0201020102 | INFUSION AND IRRIGATION SYRINGES, LUER CONE, 3-PIECE | 6 | NO
A | DEVICES FOR ADMINISTRATION, WITHDRAWAL AND COLLECTION | A020102010201 | INFUSION AND IRRIGATION SYRINGES, LUER CONE, 3-PIECE WITH NEEDLE, SINGLE-USE | 7 | YES
A | DEVICES FOR ADMINISTRATION, WITHDRAWAL AND COLLECTION | A020102010202 | INFUSION AND IRRIGATION SYRINGES, LUER CONE, 3-PIECE WITHOUT NEEDLE, SINGLE-USE | 7 | YES
A | DEVICES FOR ADMINISTRATION, WITHDRAWAL AND COLLECTION | A02010202 | INFUSION AND IRRIGATION SYRINGES, LUER LOCK CONE, SINGLE-USE | 5 | NO
A | DEVICES FOR ADMINISTRATION, WITHDRAWAL AND COLLECTION | A0201020201 | INFUSION AND IRRIGATION SYRINGES, LUER LOCK CONE, 3-PIECE, SINGLE-USE | 6 | NO
A | DEVICES FOR ADMINISTRATION, WITHDRAWAL AND COLLECTION | A020102020101 | INFUSION AND IRRIGATION SYRINGES, LUER LOCK CONE, 3-PIECE WITH NEEDLE, SINGLE-USE | 7 | YES
A | DEVICES FOR ADMINISTRATION, WITHDRAWAL AND COLLECTION | A020102020102 | INFUSION AND IRRIGATION SYRINGES, LUER LOCK CONE, 3-PIECE WITHOUT NEEDLE, SINGLE-USE | 7 | YES
A | DEVICES FOR ADMINISTRATION, WITHDRAWAL AND COLLECTION | A02010203 | INFUSION AND IRRIGATION SYRINGES, CATHETER CONE, SINGLE-USE | 5 | YES
A | DEVICES FOR ADMINISTRATION, WITHDRAWAL AND COLLECTION | A02010204 | INFUSION AND IRRIGATION SYRINGES, WITHOUT CONE, WITH FIXED NEEDLE, SINGLE-USE | 5 | YES
A | DEVICES FOR ADMINISTRATION, WITHDRAWAL AND COLLECTION | A02010205 | INFUSION AND IRRIGATION SYRINGES WITH SAFETY SYSTEM, SINGLE-USE | 5 | YES
A | DEVICES FOR ADMINISTRATION, WITHDRAWAL AND COLLECTION | A02010299 | INFUSION AND IRRIGATION SYRINGES - OTHER | 5 | YES
A | DEVICES FOR ADMINISTRATION, WITHDRAWAL AND COLLECTION | A020104 | SYRINGES FOR INJECTORS, SINGLE-USE | 4 | NO
A | DEVICES FOR ADMINISTRATION, WITHDRAWAL AND COLLECTION | A02010401 | SYRINGES FOR CONTRAST MEDIA INJECTOR, SINGLE-USE | 5 | YES
A | DEVICES FOR ADMINISTRATION, WITHDRAWAL AND COLLECTION | A02010499 | SYRINGES FOR INJECTOR, SINGLE-USE - OTHER | 5 | YES
A | DEVICES FOR ADMINISTRATION, WITHDRAWAL AND COLLECTION | A020105 | BLOOD GAS ANALYSIS, SYRINGES WITH NEEDLES AND KITS | 4 | NO
A | DEVICES FOR ADMINISTRATION, WITHDRAWAL AND COLLECTION | A02010501 | BLOOD GAS ANALYSIS, SYRINGES WITH NEEDLE W/O SAFETY SYSTEM AND KITS | 5 | YES
A | DEVICES FOR ADMINISTRATION, WITHDRAWAL AND COLLECTION | A02010502 | BLOOD GAS ANALYSIS, SYRINGES WITH SAFETY NEEDLE AND KITS | 5 | YES
A | DEVICES FOR ADMINISTRATION, WITHDRAWAL AND COLLECTION | A020106 | INSULIN SYRINGES, SINGLE-USE | 4 | NO
A | DEVICES FOR ADMINISTRATION, WITHDRAWAL AND COLLECTION | A02010601 | INSULIN SYRINGES WITH FIXED NEEDLE, SINGLE-USE | 5 | YES
A | DEVICES FOR ADMINISTRATION, WITHDRAWAL AND COLLECTION | A02010602 | INSULIN SYRINGES W/O FIXED NEEDLES, SINGLE-USE | 5 | YES
A | DEVICES FOR ADMINISTRATION, WITHDRAWAL AND COLLECTION | A02010603 | INSULIN SYRINGES WITH SAFETY SYSTEM, SINGLE-USE | 5 | NO
A | DEVICES FOR ADMINISTRATION, WITHDRAWAL AND COLLECTION | A0201060301 | INSULIN SYRINGES WITH SAFETY SYSTEMS AND FIXED NEEDLES, SINGLE-USE | 6 | YES
A | DEVICES FOR ADMINISTRATION, WITHDRAWAL AND COLLECTION | A0201060302 | INSULIN SYRINGES WITH SAFETY SYSTEMS W/O FIXED NEEDLE, SINGLE-USE | 6 | YES
A | DEVICES FOR ADMINISTRATION, WITHDRAWAL AND COLLECTION | A02010699 | INSULIN SYRINGES, SINGLE-USE - OTHER | 5 | YES
A | DEVICES FOR ADMINISTRATION, WITHDRAWAL AND COLLECTION | A020107 | PREFILLED SYRINGES | 4 | NO
A | DEVICES FOR ADMINISTRATION, WITHDRAWAL AND COLLECTION | A02010701 | PREFILLED SYRINGES WITH STERILE PHYSIOLOGICAL SOLUTION | 5 | YES
A | DEVICES FOR ADMINISTRATION, WITHDRAWAL AND COLLECTION | A02010702 | PREFILLED SYRINGES WITH STERILE WATER | 5 | YES
A | DEVICES FOR ADMINISTRATION, WITHDRAWAL AND COLLECTION | A02010799 | PREFILLED SYRINGES - OTHER | 5 | YES
A | DEVICES FOR ADMINISTRATION, WITHDRAWAL AND COLLECTION | A020108 | ENTERAL FEEDING SYRINGES | 4 | YES
A | DEVICES FOR ADMINISTRATION, WITHDRAWAL AND COLLECTION | A020109 | TUBERCULIN SYRINGES, SINGLE-USE | 4 | YES
A | DEVICES FOR ADMINISTRATION, WITHDRAWAL AND COLLECTION | A020199 | SYRINGES, SINGLE-USE - OTHER | 4 | YES
A | DEVICES FOR ADMINISTRATION, WITHDRAWAL AND COLLECTION | A0202 | REUSABLE SYRINGES | 3 | NO
A | DEVICES FOR ADMINISTRATION, WITHDRAWAL AND COLLECTION | A020201 | REUSABLE INFUSION SYRINGES | 4 | YES
A | DEVICES FOR ADMINISTRATION, WITHDRAWAL AND COLLECTION | A020202 | REUSABLE IRRIGATION SYRINGES | 4 | YES
A | DEVICES FOR ADMINISTRATION, WITHDRAWAL AND COLLECTION | A020203 | CARTRIDGE SYRINGES | 4 | YES
A | DEVICES FOR ADMINISTRATION, WITHDRAWAL AND COLLECTION | A020299 | REUSABLE SYRINGES - OTHER | 4 | YES
A | DEVICES FOR ADMINISTRATION, WITHDRAWAL AND COLLECTION | A0280 | SYRINGES - ACCESSORIES | 3 | YES
A | DEVICES FOR ADMINISTRATION, WITHDRAWAL AND COLLECTION | A0299 | SYRINGES - OTHER | 3 | YES
A | DEVICES FOR ADMINISTRATION, WITHDRAWAL AND COLLECTION | A03 | TUBULAR DEVICES | 2 | NO
A | DEVICES FOR ADMINISTRATION, WITHDRAWAL AND COLLECTION | A0301 | FLOW CONTROLLERS | 3 | NO
A | DEVICES FOR ADMINISTRATION, WITHDRAWAL AND COLLECTION | A030101 | INFUSION CONTROLLERS | 4 | NO
A | DEVICES FOR ADMINISTRATION, WITHDRAWAL AND COLLECTION | A03010101 | INFUSION CONTROLLERS WITH OR W/O AIR INLET | 5 | YES
A | DEVICES FOR ADMINISTRATION, WITHDRAWAL AND COLLECTION | A03010102 | INFUSION CONTROLLERS WITH FILTER (ALSO TRANSFUSION CONTROLLERS) | 5 | YES
A | DEVICES FOR ADMINISTRATION, WITHDRAWAL AND COLLECTION | A03010103 | INFUSION CONTROLLERS WITH FLOW REGULATOR | 5 | YES
A | DEVICES FOR ADMINISTRATION, WITHDRAWAL AND COLLECTION | A03010104 | INFUSION MICRO-CONTROLLERS | 5 | YES
A | DEVICES FOR ADMINISTRATION, WITHDRAWAL AND COLLECTION | A03010105 | INFUSION PUMP CONTROLLERS | 5 | YES
A | DEVICES FOR ADMINISTRATION, WITHDRAWAL AND COLLECTION | A03010199 | INFUSION CONTROLLERS - OTHER | 5 | YES
A | DEVICES FOR ADMINISTRATION, WITHDRAWAL AND COLLECTION | A030102 | IRRIGATION CONTROLLERS | 4 | NO
A | DEVICES FOR ADMINISTRATION, WITHDRAWAL AND COLLECTION | A03010201 | ARTHROSCOPIC IRRIGATION CONTROLLERS | 5 | YES
A | DEVICES FOR ADMINISTRATION, WITHDRAWAL AND COLLECTION | A03010202 | UROLOGICAL IRRIGATION CONTROLLERS | 5 | YES
A | DEVICES FOR ADMINISTRATION, WITHDRAWAL AND COLLECTION | A03010299 | IRRIGATION CONTROLLERS - OTHER | 5 | YES
A | DEVICES FOR ADMINISTRATION, WITHDRAWAL AND COLLECTION | A030103 | ENTERAL FEEDING CONTROLLERS | 4 | NO
A | DEVICES FOR ADMINISTRATION, WITHDRAWAL AND COLLECTION | A03010301 | ENTERAL FEEDING GRAVITY CONTROLLERS | 5 | YES
A | DEVICES FOR ADMINISTRATION, WITHDRAWAL AND COLLECTION | A03010302 | ENTERAL FEEDING PUMP CONTROLLERS | 5 | YES
A | DEVICES FOR ADMINISTRATION, WITHDRAWAL AND COLLECTION | A03010399 | ENTERAL FEEDING CONTROLLERS - OTHER | 5 | YES
A | DEVICES FOR ADMINISTRATION, WITHDRAWAL AND COLLECTION | A030104 | FLOW REGULATORS | 4 | YES
A | DEVICES FOR ADMINISTRATION, WITHDRAWAL AND COLLECTION | A030105 | FLUIDS HEATING SYSTEMS | 4 | YES
A | DEVICES FOR ADMINISTRATION, WITHDRAWAL AND COLLECTION | A030199 | CONTROLLERS - OTHER | 4 | YES
A | DEVICES FOR ADMINISTRATION, WITHDRAWAL AND COLLECTION | A0302 | EXTENSION LINES | 3 | NO
A | DEVICES FOR ADMINISTRATION, WITHDRAWAL AND COLLECTION | A030201 | EXTENSIONS | 4 | NO
A | DEVICES FOR ADMINISTRATION, WITHDRAWAL AND COLLECTION | A03020101 | LOW PRESSURE EXTENSION LINES | 5 | YES
A | DEVICES FOR ADMINISTRATION, WITHDRAWAL AND COLLECTION | A03020102 | HIGH PRESSURE EXTENSION LINES | 5 | YES
A | DEVICES FOR ADMINISTRATION, WITHDRAWAL AND COLLECTION | A03020199 | EXTENSIONS - OTHER | 5 | YES
A | DEVICES FOR ADMINISTRATION, WITHDRAWAL AND COLLECTION | A0303 | RAPID INFUSION SYSTEMS (HIGH FLOW) | 3 | YES
A | DEVICES FOR ADMINISTRATION, WITHDRAWAL AND COLLECTION | A0304 | ADMINISTRATION KITS | 3 | NO
A | DEVICES FOR ADMINISTRATION, WITHDRAWAL AND COLLECTION | A030401 | INFUSION KITS (INCLUDING THOSE VIA PUMP), SINGLE-USE | 4 | NO
A | DEVICES FOR ADMINISTRATION, WITHDRAWAL AND COLLECTION | A03040101 | KITS FOR CONTINUOUS SUBCUTANEOUS INSULIN INFUSION | 5 | YES
A | DEVICES FOR ADMINISTRATION, WITHDRAWAL AND COLLECTION | A03040102 | INTRAOSSEOUS INFUSION KITS, SINGLE-USE | 5 | YES
A | DEVICES FOR ADMINISTRATION, WITHDRAWAL AND COLLECTION | A03040199 | INFUSION KITS (WITH OR W/O PUMP), SINGLE-USE - OTHER | 5 | YES
A | DEVICES FOR ADMINISTRATION, WITHDRAWAL AND COLLECTION | A030402 | IRRIGATION KITS, SINGLE-USE | 4 | NO
A | DEVICES FOR ADMINISTRATION, WITHDRAWAL AND COLLECTION | A03040201 | BLADDER IRRIGATION KITS, SINGLE-USE | 5 | YES
A | DEVICES FOR ADMINISTRATION, WITHDRAWAL AND COLLECTION | A03040202 | OCULAR IRRIGATION KITS, SINGLE-USE | 5 | YES
A | DEVICES FOR ADMINISTRATION, WITHDRAWAL AND COLLECTION | A03040203 | PERINEAL IRRIGATION KITS, SINGLE-USE | 5 | YES
A | DEVICES FOR ADMINISTRATION, WITHDRAWAL AND COLLECTION | A03040204 | EAR IRRIGATION KITS, SINGLE-USE | 5 | YES
A | DEVICES FOR ADMINISTRATION, WITHDRAWAL AND COLLECTION | A03040299 | IRRIGATION KITS, SINGLE-USE - OTHER | 5 | YES
A | DEVICES FOR ADMINISTRATION, WITHDRAWAL AND COLLECTION | A030403 | ENTERAL NUTRITION KITS (INCLUDING THOSE VIA PUMP), SINGLE-USE | 4 | YES
A | DEVICES FOR ADMINISTRATION, WITHDRAWAL AND COLLECTION | A030499 | ADMINISTRATION KITS - OTHER | 4 | YES
A | DEVICES FOR ADMINISTRATION, WITHDRAWAL AND COLLECTION | A0380 | TUBULAR DEVICES - ACCESSORIES | 3 | YES
A | DEVICES FOR ADMINISTRATION, WITHDRAWAL AND COLLECTION | A0399 | TUBULAR DEVICES - OTHER | 3 | YES
A | DEVICES FOR ADMINISTRATION, WITHDRAWAL AND COLLECTION | A04 | SOLUTION FILTERS | 2 | NO
A | DEVICES FOR ADMINISTRATION, WITHDRAWAL AND COLLECTION | A0401 | INFUSION AND WITHDRAWL FILTERS | 3 | NO
A | DEVICES FOR ADMINISTRATION, WITHDRAWAL AND COLLECTION | A040101 | ADMINISTRATION AND ASPIRATION FILTERS | 4 | NO
A | DEVICES FOR ADMINISTRATION, WITHDRAWAL AND COLLECTION | A04010101 | WITHDRAWL AND ADMINISTRATION FILTERS (0.2-1.2 MICRONS) | 5 | YES
A | DEVICES FOR ADMINISTRATION, WITHDRAWAL AND COLLECTION | A04010102 | ASPIRATION AND TRANSFER FILTERS (>= 5 MICRONS) | 5 | YES
A | DEVICES FOR ADMINISTRATION, WITHDRAWAL AND COLLECTION | A04010199 | ADMINISTRATION AND ASPIRATION FILTERS - OTHER | 5 | YES
A | DEVICES FOR ADMINISTRATION, WITHDRAWAL AND COLLECTION | A040180 | INFUSION AND WITHDRAWL FILTERS - ACCESSORIES | 4 | YES
A | DEVICES FOR ADMINISTRATION, WITHDRAWAL AND COLLECTION | A040199 | INFUSION AND WITHDRAWL FILTERS - OTHER | 4 | YES
A | DEVICES FOR ADMINISTRATION, WITHDRAWAL AND COLLECTION | A0499 | SOLUTION FILTERS - OTHER | 3 | YES
A | DEVICES FOR ADMINISTRATION, WITHDRAWAL AND COLLECTION | A05 | MECHANICAL INFUSION SYSTEMS, SINGLE-USE | 2 | NO
A | DEVICES FOR ADMINISTRATION, WITHDRAWAL AND COLLECTION | A0501 | ELASTOMERIC SYSTEMS | 3 | NO
A | DEVICES FOR ADMINISTRATION, WITHDRAWAL AND COLLECTION | A050101 | ELASTOMERIC SYSTEMS - FIXED FLOW | 4 | NO
A | DEVICES FOR ADMINISTRATION, WITHDRAWAL AND COLLECTION | A05010101 | ELASTOMERIC SYSTEMS - FIXED FLOW W/O ADDITIONAL BOLUS | 5 | YES
A | DEVICES FOR ADMINISTRATION, WITHDRAWAL AND COLLECTION | A05010102 | ELASTOMERIC SYSTEMS - FIXED FLOW WITH ADDITIONAL BOLUS | 5 | YES
A | DEVICES FOR ADMINISTRATION, WITHDRAWAL AND COLLECTION | A050102 | ELASTOMERIC SYSTEMS - VARIABLE FLOW | 4 | NO
A | DEVICES FOR ADMINISTRATION, WITHDRAWAL AND COLLECTION | A05010201 | ELASTOMERIC SYSTEMS - VARIABLE FLOW W/O ADDITIONAL BOLUS | 5 | YES
A | DEVICES FOR ADMINISTRATION, WITHDRAWAL AND COLLECTION | A05010202 | ELASTOMERIC SYSTEMS - VARIABLE FLOW WITH ADDITIONAL BOLUS | 5 | YES
A | DEVICES FOR ADMINISTRATION, WITHDRAWAL AND COLLECTION | A0502 | NON-ELASTOMERIC SYSTEMS | 3 | YES
A | DEVICES FOR ADMINISTRATION, WITHDRAWAL AND COLLECTION | A0580 | MECHANICAL INFUSION SYSTEMS, SINGLE-USE - ACCESSORIES | 3 | YES
A | DEVICES FOR ADMINISTRATION, WITHDRAWAL AND COLLECTION | A0599 | MECHANICAL INFUSION SYSTEMS, SINGLE-USE - OTHER | 3 | YES
A | DEVICES FOR ADMINISTRATION, WITHDRAWAL AND COLLECTION | A06 | DRAINAGE AND FLUIDS COLLECTION DEVICES | 2 | NO
A | DEVICES FOR ADMINISTRATION, WITHDRAWAL AND COLLECTION | A0601 | SURGICAL DRAINAGE SYSTEMS | 3 | NO
A | DEVICES FOR ADMINISTRATION, WITHDRAWAL AND COLLECTION | A060101 | VACUUM AND GRAVITY DRAINAGE SYSTEMS | 4 | NO
A | DEVICES FOR ADMINISTRATION, WITHDRAWAL AND COLLECTION | A06010101 | DRAINAGE SYSTEMS WITH PREDEFINED SUCTION | 5 | NO
A | DEVICES FOR ADMINISTRATION, WITHDRAWAL AND COLLECTION | A0601010101 | DRAINAGE SYSTEMS WITH REDON TYPE RIGID CONTAINER | 6 | YES
A | DEVICES FOR ADMINISTRATION, WITHDRAWAL AND COLLECTION | A0601010102 | DRAINAGE SYSTEMS WITH RESERVOIR | 6 | YES
A | DEVICES FOR ADMINISTRATION, WITHDRAWAL AND COLLECTION | A0601010103 | BELLOWS DRAINAGE SYSTEMS | 6 | YES
A | DEVICES FOR ADMINISTRATION, WITHDRAWAL AND COLLECTION | A0601010199 | DRAINAGE SYSTEMS WITH PREDEFINED SUCTION - OTHER | 6 | YES
A | DEVICES FOR ADMINISTRATION, WITHDRAWAL AND COLLECTION | A06010102 | DRAINAGE SYSTEMS WITH ADJUSTABLE SUCTION | 5 | NO
A | DEVICES FOR ADMINISTRATION, WITHDRAWAL AND COLLECTION | A0601010201 | DRAINAGE SYSTEMS WITH ADJUSTABLE SUCTION AND COLLECTION CHAMBER | 6 | YES
A | DEVICES FOR ADMINISTRATION, WITHDRAWAL AND COLLECTION | A0601010299 | DRAINAGE SYSTEMS WITH ADJUSTABLE SUCTION - OTHER | 6 | YES
A | DEVICES FOR ADMINISTRATION, WITHDRAWAL AND COLLECTION | A06010103 | CANNULAS AND TIPS FOR ASPIRATION AND IRRIGATION, SINGLE-USE | 5 | YES
A | DEVICES FOR ADMINISTRATION, WITHDRAWAL AND COLLECTION | A06010104 | DRAINAGE PROBES | 5 | NO
A | DEVICES FOR ADMINISTRATION, WITHDRAWAL AND COLLECTION | A0601010401 | THORACIC DRAINAGES (STRAIGHT AND ANGLED) | 6 | YES
A | DEVICES FOR ADMINISTRATION, WITHDRAWAL AND COLLECTION | A0601010402 | CYLINDRICAL OR CIRCULAR DRAINAGES (STRAIGHT AND T-SHAPED) | 6 | YES
A | DEVICES FOR ADMINISTRATION, WITHDRAWAL AND COLLECTION | A0601010403 | FLAT AND LAMELLAR DRAINAGES | 6 | YES
A | DEVICES FOR ADMINISTRATION, WITHDRAWAL AND COLLECTION | A0601010499 | DRAINAGE PROBES - OTHER | 6 | YES
A | DEVICES FOR ADMINISTRATION, WITHDRAWAL AND COLLECTION | A06010199 | VACUUM AND GRAVITY DRAINAGE SYSTEMS - OTHER | 5 | YES
A | DEVICES FOR ADMINISTRATION, WITHDRAWAL AND COLLECTION | A060102 | SURGICAL DRAINAGE CONNECTION MEDICAL TUBES | 4 | YES
A | DEVICES FOR ADMINISTRATION, WITHDRAWAL AND COLLECTION | A060199 | SURGICAL DRAINAGE SYSTEMS - OTHER | 4 | YES
A | DEVICES FOR ADMINISTRATION, WITHDRAWAL AND COLLECTION | A0602 | PERCUTANEOUS DRAINAGE SYSTEMS | 3 | NO
A | DEVICES FOR ADMINISTRATION, WITHDRAWAL AND COLLECTION | A060201 | EXTERNAL DRAINAGE CATHETERS AND KITS (ABSCESSES, GALLSTONES, CYSTS) | 4 | YES
A | DEVICES FOR ADMINISTRATION, WITHDRAWAL AND COLLECTION | A060202 | TROCAR DRAINAGES 3/4 | 4 | YES
A | DEVICES FOR ADMINISTRATION, WITHDRAWAL AND COLLECTION | A060203 | PLEURAL DRAINAGES WITH VALVE AND KITS | 4 | YES
A | DEVICES FOR ADMINISTRATION, WITHDRAWAL AND COLLECTION | A060204 | THORACENTESIS AND PARACENTESIS DRAINAGES AND KITS | 4 | YES
A | DEVICES FOR ADMINISTRATION, WITHDRAWAL AND COLLECTION | A060205 | PERICARDIUM DRAINAGES AND KITS | 4 | YES
A | DEVICES FOR ADMINISTRATION, WITHDRAWAL AND COLLECTION | A060206 | PERITONAEAL DRAINAGES AND KITS | 4 | YES
A | DEVICES FOR ADMINISTRATION, WITHDRAWAL AND COLLECTION | A060299 | PERCUTANEOUS DRAINAGE SYSTEMS - OTHER | 4 | YES
A | DEVICES FOR ADMINISTRATION, WITHDRAWAL AND COLLECTION | A0603 | FLUIDS COLLECTION BAGS AND SYSTEMS | 3 | NO
A | DEVICES FOR ADMINISTRATION, WITHDRAWAL AND COLLECTION | A060301 | COLLECTION BAGS AND OTHER CONTAINERS FOR DRAINAGES AND FISTULAS, SINGLE USE | 4 | YES
A | DEVICES FOR ADMINISTRATION, WITHDRAWAL AND COLLECTION | A060302 | COLLECTION BAGS FOR UROLOGICAL AND ARTHROSCOPIC WASHINGS, SINGLE-USE | 4 | YES
A | DEVICES FOR ADMINISTRATION, WITHDRAWAL AND COLLECTION | A060303 | URINE COLLECTION SYSTEMS AND BAGS, SINGLE-USE | 4 | NO
A | DEVICES FOR ADMINISTRATION, WITHDRAWAL AND COLLECTION | A06030301 | URINE COLLECTION BAGS | 5 | YES
A | DEVICES FOR ADMINISTRATION, WITHDRAWAL AND COLLECTION | A06030302 | HOURLY DIURESIS MEASUREMENT SETS | 5 | YES
A | DEVICES FOR ADMINISTRATION, WITHDRAWAL AND COLLECTION | A06030399 | URINE COLLECTION SYSTEMS - OTHER | 5 | YES
A | DEVICES FOR ADMINISTRATION, WITHDRAWAL AND COLLECTION | A060304 | INTRA-OPERATION FLUID COLLECTION DEVICES | 4 | NO
A | DEVICES FOR ADMINISTRATION, WITHDRAWAL AND COLLECTION | A06030401 | INTRAOPERATIVE SUCTION CONTAINERS | 5 | YES
A | DEVICES FOR ADMINISTRATION, WITHDRAWAL AND COLLECTION | A06030499 | INTRA-OPERATION FLUID COLLECTION DEVICES - OTHER | 5 | YES
A | DEVICES FOR ADMINISTRATION, WITHDRAWAL AND COLLECTION | A060399 | FLUID COLLECTION BAGS AND SYSTEMS - OTHER | 4 | YES
A | DEVICES FOR ADMINISTRATION, WITHDRAWAL AND COLLECTION | A0680 | DRAINAGE AND FLUID COLLECTION DEVICES - ACCESSORIES | 3 | YES
A | DEVICES FOR ADMINISTRATION, WITHDRAWAL AND COLLECTION | A0699 | DRAINAGE AND FLUID COLLECTION DEVICES - OTHER | 3 | YES
A | DEVICES FOR ADMINISTRATION, WITHDRAWAL AND COLLECTION | A07 | ADAPTERS, CONNECTORS, RAMPS, STOPCOCKS, CAPS | 2 | NO
A | DEVICES FOR ADMINISTRATION, WITHDRAWAL AND COLLECTION | A0701 | ADAPTERS AND CONNECTORS | 3 | NO
A | DEVICES FOR ADMINISTRATION, WITHDRAWAL AND COLLECTION | A070101 | SUCTION TUBING ADAPTERS AND CONNECTORS | 4 | YES
A | DEVICES FOR ADMINISTRATION, WITHDRAWAL AND COLLECTION | A070102 | IRRIGATION TUBING ADAPTERS AND CONNECTORS | 4 | YES
A | DEVICES FOR ADMINISTRATION, WITHDRAWAL AND COLLECTION | A070103 | INFUSION TUBING ADAPTERS AND CONNECTORS | 4 | YES
A | DEVICES FOR ADMINISTRATION, WITHDRAWAL AND COLLECTION | A070199 | ADAPTERS AND CONNECTORS - OTHER | 4 | YES
A | DEVICES FOR ADMINISTRATION, WITHDRAWAL AND COLLECTION | A0702 | RAMPS | 3 | YES
A | DEVICES FOR ADMINISTRATION, WITHDRAWAL AND COLLECTION | A0703 | STOPCOCKS | 3 | YES
A | DEVICES FOR ADMINISTRATION, WITHDRAWAL AND COLLECTION | A0704 | SYSTEMS FOR RECONSTITUTION AND ADMINISTRATION OF PHARMACEUTICALS | 3 | YES
A | DEVICES FOR ADMINISTRATION, WITHDRAWAL AND COLLECTION | A0705 | CAPS OR OBTURATORS | 3 | NO
A | DEVICES FOR ADMINISTRATION, WITHDRAWAL AND COLLECTION | A070501 | CAPS OR OBTURATORS, NON-PERFORABLE | 4 | YES
A | DEVICES FOR ADMINISTRATION, WITHDRAWAL AND COLLECTION | A070502 | CAPS OR OBTURATORS, PERFORABLE | 4 | NO
A | DEVICES FOR ADMINISTRATION, WITHDRAWAL AND COLLECTION | A07050201 | CAPS OR OBTURATORS, PERFORABLE WITH NEEDLE | 5 | YES
A | DEVICES FOR ADMINISTRATION, WITHDRAWAL AND COLLECTION | A07050202 | CAPS OR OBTURATORS, PERFORABLE WITHOUT NEEDLE | 5 | YES
A | DEVICES FOR ADMINISTRATION, WITHDRAWAL AND COLLECTION | A070599 | CAPS OR OBTURATORS - OTHER | 4 | YES
A | DEVICES FOR ADMINISTRATION, WITHDRAWAL AND COLLECTION | A0706 | ANTISEPTIC CONNECTOR PROTECTORS | 3 | YES
A | DEVICES FOR ADMINISTRATION, WITHDRAWAL AND COLLECTION | A0799 | ADAPTERS, CONNECTORS, RAMPS, STOPCOCKS, CAPS - OTHER | 3 | YES
A | DEVICES FOR ADMINISTRATION, WITHDRAWAL AND COLLECTION | A08 | NUTRITION AND INFUSION BAGS AND CONTAINERS, SINGLE-USE | 2 | NO
A | DEVICES FOR ADMINISTRATION, WITHDRAWAL AND COLLECTION | A0801 | NUTRITION BAGS AND CONTAINERS, SINGLE-USE | 3 | NO
A | DEVICES FOR ADMINISTRATION, WITHDRAWAL AND COLLECTION | A080101 | ENTERAL FEEDING BAGS AND CONTAINERS (INCLUDING THOSE VIA PUMP), SINGLE-USE | 4 | YES
A | DEVICES FOR ADMINISTRATION, WITHDRAWAL AND COLLECTION | A080102 | PARENTERAL FEEDING BAGS AND CONTAINERS (INCLUDING THOSE VIA PUMP), SINGLE-USE | 4 | YES
A | DEVICES FOR ADMINISTRATION, WITHDRAWAL AND COLLECTION | A080199 | NUTRITION BAGS AND CONTAINERS, SINGLE-USE - OTHER | 4 | YES
A | DEVICES FOR ADMINISTRATION, WITHDRAWAL AND COLLECTION | A0802 | INFUSION BAGS AND CONTAINERS, SINGLE-USE | 3 | NO
A | DEVICES FOR ADMINISTRATION, WITHDRAWAL AND COLLECTION | A080201 | INFUSION PUMP BAGS AND CONTAINERS, SINGLE-USE | 4 | YES
A | DEVICES FOR ADMINISTRATION, WITHDRAWAL AND COLLECTION | A080299 | INFUSION BAGS AND CONTAINERS, SINGLE-USE - OTHER | 4 | YES
A | DEVICES FOR ADMINISTRATION, WITHDRAWAL AND COLLECTION | A0880 | NUTRITION AND INFUSION BAGS AND CONTAINERS, SINGLE-USE - ACCESSORIES | 3 | NO
A | DEVICES FOR ADMINISTRATION, WITHDRAWAL AND COLLECTION | A088001 | PRESSURE INFUSION CUFFS, SINGLE-USE | 4 | YES
A | DEVICES FOR ADMINISTRATION, WITHDRAWAL AND COLLECTION | A088099 | NUTRITION AND INFUSION BAGS AND CONTAINERS, SINGLE-USE - OTHER ACCESSORIES | 4 | YES
A | DEVICES FOR ADMINISTRATION, WITHDRAWAL AND COLLECTION | A0899 | NUTRITION AND INFUSION BAGS AND CONTAINERS, SINGLE-USE - OTHER | 3 | YES
A | DEVICES FOR ADMINISTRATION, WITHDRAWAL AND COLLECTION | A09 | ORGAN PRESERVATION SOLUTIONS AND CONTAINERS | 2 | NO
A | DEVICES FOR ADMINISTRATION, WITHDRAWAL AND COLLECTION | A0901 | ORGAN COLLECTION CONTAINERS | 3 | NO
A | DEVICES FOR ADMINISTRATION, WITHDRAWAL AND COLLECTION | A090101 | ORGAN COLLECTION BAGS | 4 | YES
A | DEVICES FOR ADMINISTRATION, WITHDRAWAL AND COLLECTION | A090102 | ORGAN PRESERVATION SOLUTIONS | 4 | YES
A | DEVICES FOR ADMINISTRATION, WITHDRAWAL AND COLLECTION | A090199 | ORGAN COLLECTION CONTAINERS - OTHER | 4 | YES
A | DEVICES FOR ADMINISTRATION, WITHDRAWAL AND COLLECTION | A0980 | ORGAN PRESERVATION SOLUTIONS AND CONTAINERS - ACCESSORIES | 3 | YES
A | DEVICES FOR ADMINISTRATION, WITHDRAWAL AND COLLECTION | A0999 | ORGAN PRESERVATION SOLUTIONS AND CONTAINERS - OTHER | 3 | YES
A | DEVICES FOR ADMINISTRATION, WITHDRAWAL AND COLLECTION | A10 | ABDOMINAL OSTOMY DEVICES | 2 | NO
A | DEVICES FOR ADMINISTRATION, WITHDRAWAL AND COLLECTION | A1001 | ONE PIECE ABDOMINAL OSTOMY DEVICES | 3 | NO
A | DEVICES FOR ADMINISTRATION, WITHDRAWAL AND COLLECTION | A100101 | ONE PIECE COLOSTOMY BAGS | 4 | NO
A | DEVICES FOR ADMINISTRATION, WITHDRAWAL AND COLLECTION | A10010101 | ONE-PIECE COLOSTOMY BAGS FOR NON-RETRACTED STOMA, FLAT | 5 | NO
A | DEVICES FOR ADMINISTRATION, WITHDRAWAL AND COLLECTION | A1001010101 | ONE-PIECE COLOSTOMY BAGS FOR NON-RETRACTED STOMA, FLAT, W/O TISSUE COVER | 6 | YES
A | DEVICES FOR ADMINISTRATION, WITHDRAWAL AND COLLECTION | A1001010102 | ONE-PIECE COLOSTOMY BAGS FOR NON-RETRACTED STOMA, FLAT, WITH TISSUE COVER | 6 | YES
A | DEVICES FOR ADMINISTRATION, WITHDRAWAL AND COLLECTION | A10010102 | ONE-PIECE COLOSTOMY BAGS FOR RETRACTED STOMA, CONVEX | 5 | NO
A | DEVICES FOR ADMINISTRATION, WITHDRAWAL AND COLLECTION | A1001010201 | ONE-PIECE COLOSTOMY BAGS FOR RETRACTED STOMA, CONVEX, W/O TISSUE COVER | 6 | YES
A | DEVICES FOR ADMINISTRATION, WITHDRAWAL AND COLLECTION | A1001010202 | ONE-PIECE COLOSTOMY BAGS FOR RETRACTED STOMA, CONVEX, WITH TISSUE COVER | 6 | YES
A | DEVICES FOR ADMINISTRATION, WITHDRAWAL AND COLLECTION | A100102 | ONE PIECE ILEOSTOMY BAGS | 4 | NO
A | DEVICES FOR ADMINISTRATION, WITHDRAWAL AND COLLECTION | A10010201 | ONE-PIECE ILEOSTOMY BAGS FOR NON-RETRACTED STOMA, FLAT | 5 | NO
A | DEVICES FOR ADMINISTRATION, WITHDRAWAL AND COLLECTION | A1001020101 | ONE-PIECE ILEOSTOMY BAGS FOR NON-RETRACTED STOMA, FLAT, W/O TISSUE COVER | 6 | YES
A | DEVICES FOR ADMINISTRATION, WITHDRAWAL AND COLLECTION | A1001020102 | ONE-PIECE ILEOSTOMY BAGS FOR NON-RETRACTED STOMA, FLAT, WITH TISSUE COVER | 6 | YES
A | DEVICES FOR ADMINISTRATION, WITHDRAWAL AND COLLECTION | A10010202 | ONE-PIECE ILEOSTOMY BAGS FOR RETRACTED STOMA, CONVEX | 5 | NO
A | DEVICES FOR ADMINISTRATION, WITHDRAWAL AND COLLECTION | A1001020201 | ONE-PIECE ILEOSTOMY BAGS FOR RETRACTED STOMA, CONVEX, W/O TISSUE COVER | 6 | YES
A | DEVICES FOR ADMINISTRATION, WITHDRAWAL AND COLLECTION | A1001020202 | ONE-PIECE ILEOSTOMY BAGS FOR RETRACTED STOMA, CONVEX, WITH TISSUE COVER | 6 | YES
A | DEVICES FOR ADMINISTRATION, WITHDRAWAL AND COLLECTION | A100103 | ONE PIECE UROSTOMY BAGS | 4 | NO
A | DEVICES FOR ADMINISTRATION, WITHDRAWAL AND COLLECTION | A10010301 | ONE-PIECE UROSTOMY BAGS FOR NON-RETRACTED STOMA, FLAT | 5 | NO
A | DEVICES FOR ADMINISTRATION, WITHDRAWAL AND COLLECTION | A1001030101 | ONE-PIECE UROSTOMY BAGS FOR NON-RETRACTED STOMA, FLAT, W/O TISSUE COVER | 6 | YES
A | DEVICES FOR ADMINISTRATION, WITHDRAWAL AND COLLECTION | A1001030102 | ONE-PIECE UROSTOMY BAGS FOR NON-RETRACTED STOMA, FLAT, WITH TISSUE COVER | 6 | YES
A | DEVICES FOR ADMINISTRATION, WITHDRAWAL AND COLLECTION | A10010302 | ONE-PIECE UROSTOMY BAGS FOR RETRACTED STOMA, CONVEX | 5 | NO
A | DEVICES FOR ADMINISTRATION, WITHDRAWAL AND COLLECTION | A1001030201 | ONE-PIECE UROSTOMY BAGS FOR RETRACTED STOMA, CONVEX, W/O TISSUE COVER | 6 | YES
A | DEVICES FOR ADMINISTRATION, WITHDRAWAL AND COLLECTION | A1001030202 | ONE-PIECE UROSTOMY BAGS FOR RETRACTED STOMA, CONVEX, WITH TISSUE COVER | 6 | YES
A | DEVICES FOR ADMINISTRATION, WITHDRAWAL AND COLLECTION | A100104 | EXPANSION CAPS FOR ABDOMINAL OSTOMY SYSTEMS - ONE PIECE | 4 | YES
A | DEVICES FOR ADMINISTRATION, WITHDRAWAL AND COLLECTION | A100199 | DEVICES FOR ABDOMINAL OSTOMY - ONE PIECE - OTHER | 4 | YES
A | DEVICES FOR ADMINISTRATION, WITHDRAWAL AND COLLECTION | A1002 | ABDOMINAL OSTOMY DEVICES, TWO PIECE | 3 | NO
A | DEVICES FOR ADMINISTRATION, WITHDRAWAL AND COLLECTION | A100201 | ABDOMINAL OSTOMY PLATES | 4 | NO
A | DEVICES FOR ADMINISTRATION, WITHDRAWAL AND COLLECTION | A10020101 | COLOSTOMY PLATES | 5 | NO
A | DEVICES FOR ADMINISTRATION, WITHDRAWAL AND COLLECTION | A1002010101 | COLOSTOMY PLATES, WITH NON-RETRACTED STOMA | 6 | YES
A | DEVICES FOR ADMINISTRATION, WITHDRAWAL AND COLLECTION | A1002010102 | COLOSTOMY PLATES, WITH RETRACTED STOMA | 6 | YES
A | DEVICES FOR ADMINISTRATION, WITHDRAWAL AND COLLECTION | A10020102 | ILEOSTOMY PLATES | 5 | NO
A | DEVICES FOR ADMINISTRATION, WITHDRAWAL AND COLLECTION | A1002010201 | ILEOSTOMY PLATES, WITH NON-RETRACTED STOMA | 6 | YES
A | DEVICES FOR ADMINISTRATION, WITHDRAWAL AND COLLECTION | A1002010202 | ILEOSTOMY PLATES, WITH RETRACTED STOMA | 6 | YES
A | DEVICES FOR ADMINISTRATION, WITHDRAWAL AND COLLECTION | A10020103 | UROSTOMY PLATES | 5 | NO
A | DEVICES FOR ADMINISTRATION, WITHDRAWAL AND COLLECTION | A1002010301 | UROSTOMY PLATES, WITH NON-RETRACTED STOMA | 6 | YES
A | DEVICES FOR ADMINISTRATION, WITHDRAWAL AND COLLECTION | A1002010302 | UROSTOMY PLATES WITH RETRACTED STOMA | 6 | YES
A | DEVICES FOR ADMINISTRATION, WITHDRAWAL AND COLLECTION | A10020104 | UNIVERSAL PLATES FOR ABDOMINAL STOMA (COLO-, ILEO-, UROSTOMY) | 5 | NO
A | DEVICES FOR ADMINISTRATION, WITHDRAWAL AND COLLECTION | A1002010401 | UNIVERSAL PLATES FOR ABDOMINAL STOMA (COLO-, ILEO-, UROSTOMY) WITH NON-INTROFLEX STOMA | 6 | YES
A | DEVICES FOR ADMINISTRATION, WITHDRAWAL AND COLLECTION | A1002010402 | UNIVERSAL PLATES FOR ABDOMINAL STOMA (COLO-, ILEO-, UROSTOMY) WITH INTROFLEX STOMA | 6 | YES
A | DEVICES FOR ADMINISTRATION, WITHDRAWAL AND COLLECTION | A100202 | COLOSTOMY BAGS FOR TWO-PART SYSTEMS | 4 | NO
A | DEVICES FOR ADMINISTRATION, WITHDRAWAL AND COLLECTION | A10020201 | COLOSTOMY BAGS FOR TWO-PART SYSTEMS, W/O TISSUE COVER | 5 | YES
A | DEVICES FOR ADMINISTRATION, WITHDRAWAL AND COLLECTION | A10020202 | COLOSTOMY BAGS FOR TWO-PART SYSTEMS, WITH TISSUE COVER | 5 | YES
A | DEVICES FOR ADMINISTRATION, WITHDRAWAL AND COLLECTION | A100203 | ILEOSTOMY BAGS FOR TWO-PART SYSTEMS | 4 | NO
A | DEVICES FOR ADMINISTRATION, WITHDRAWAL AND COLLECTION | A10020301 | ILEOSTOMY BAGS FOR TWO-PART SYSTEMS, W/O TISSUE COVER | 5 | YES
A | DEVICES FOR ADMINISTRATION, WITHDRAWAL AND COLLECTION | A10020302 | ILEOSTOMY BAGS FOR TWO-PART SYSTEMS, WITH TISSUE COVER | 5 | YES
A | DEVICES FOR ADMINISTRATION, WITHDRAWAL AND COLLECTION | A100204 | UROSTOMY BAGS FOR TWO-PART SYSTEMS | 4 | NO
A | DEVICES FOR ADMINISTRATION, WITHDRAWAL AND COLLECTION | A10020401 | UROSTOMY BAGS FOR TWO-PART SYSTEMS, W/O TISSUE COVER | 5 | YES
A | DEVICES FOR ADMINISTRATION, WITHDRAWAL AND COLLECTION | A10020402 | UROSTOMY BAGS FOR TWO-PART SYSTEMS, WITH TISSUE COVER | 5 | YES
A | DEVICES FOR ADMINISTRATION, WITHDRAWAL AND COLLECTION | A100205 | EXPANSION CAPS FOR TWO-PIECE ABDOMINAL OSTOMY SYSTEMS | 4 | YES
A | DEVICES FOR ADMINISTRATION, WITHDRAWAL AND COLLECTION | A100299 | TWO-PIECE ABDOMINAL OSTOMY DEVICES - OTHER | 4 | YES
A | DEVICES FOR ADMINISTRATION, WITHDRAWAL AND COLLECTION | A1003 | ABDOMINAL OSTOMY IRRIGATION DEVICES | 3 | NO
A | DEVICES FOR ADMINISTRATION, WITHDRAWAL AND COLLECTION | A100301 | ABDOMINAL OSTOMY IRRIGATION KITS | 4 | YES
A | DEVICES FOR ADMINISTRATION, WITHDRAWAL AND COLLECTION | A100302 | ABDOMINAL OSTOMY DRAINAGE / IRRIGATION BAGS | 4 | YES
A | DEVICES FOR ADMINISTRATION, WITHDRAWAL AND COLLECTION | A100399 | ABDOMINAL OSTOMY IRRIGATION DEVICES - OTHER | 4 | YES
A | DEVICES FOR ADMINISTRATION, WITHDRAWAL AND COLLECTION | A1080 | ABDOMINAL OSTOMY DEVICES - ACCESSORIES | 3 | NO
A | DEVICES FOR ADMINISTRATION, WITHDRAWAL AND COLLECTION | A108001 | RINGS / BEZELS / PLATES FOR PERISTOMAL SKIN | 4 | YES
A | DEVICES FOR ADMINISTRATION, WITHDRAWAL AND COLLECTION | A108002 | PROTECTIVE CREAMS / GELS FOR PERISTOMAL SKIN | 4 | YES
A | DEVICES FOR ADMINISTRATION, WITHDRAWAL AND COLLECTION | A108003 | PROTECTIVE POWDERS FOR PERISTOMAL SKIN | 4 | YES
A | DEVICES FOR ADMINISTRATION, WITHDRAWAL AND COLLECTION | A108004 | PROTECTIVE FILMS / SPRAYS FOR PERISTOMAL SKIN | 4 | YES
A | DEVICES FOR ADMINISTRATION, WITHDRAWAL AND COLLECTION | A108005 | DEVICES FOR THE REMOVAL OF ADHESIVES FROM THE PERISTOMAL SKIN | 4 | YES
A | DEVICES FOR ADMINISTRATION, WITHDRAWAL AND COLLECTION | A108006 | ABDOMINAL OSTOMY SUPPORT BELTS | 4 | YES
A | DEVICES FOR ADMINISTRATION, WITHDRAWAL AND COLLECTION | A108007 | ABDOMINAL OSTOMY IRRIGATION CONES | 4 | YES
A | DEVICES FOR ADMINISTRATION, WITHDRAWAL AND COLLECTION | A108008 | ADHESIVES FOR ABDOMINAL OSTOMY DEVICES | 4 | YES
A | DEVICES FOR ADMINISTRATION, WITHDRAWAL AND COLLECTION | A108009 | ABDOMINAL OSTOMY DILATORS | 4 | YES
A | DEVICES FOR ADMINISTRATION, WITHDRAWAL AND COLLECTION | A108099 | ACCESSORY DEVICES FOR ABDOMINAL OSTOMY - OTHER | 4 | YES
A | DEVICES FOR ADMINISTRATION, WITHDRAWAL AND COLLECTION | A1099 | ABDOMINAL OSTOMY DEVICES - OTHER | 3 | YES
A | DEVICES FOR ADMINISTRATION, WITHDRAWAL AND COLLECTION | A11 | SAMPLE COLLECTION SWABS | 2 | NO
A | DEVICES FOR ADMINISTRATION, WITHDRAWAL AND COLLECTION | A1101 | SAMPLE COLLECTION NEUTRAL SWABS | 3 | YES
A | DEVICES FOR ADMINISTRATION, WITHDRAWAL AND COLLECTION | A1102 | SAMPLE COLLECTION SWABS WITH TRANSPORT MEDIUM | 3 | YES
A | DEVICES FOR ADMINISTRATION, WITHDRAWAL AND COLLECTION | A12 | SAMPLE COLLECTION SPATULAS | 2 | YES
A | DEVICES FOR ADMINISTRATION, WITHDRAWAL AND COLLECTION | A13 | APPLICATORS FOR DRUGS AND MEDICAL DEVICES NOT PRESENT IN OTHER CLASSES | 2 | YES
A | DEVICES FOR ADMINISTRATION, WITHDRAWAL AND COLLECTION | A99 | DEVICES FOR ADMINISTRATION, WITHDRAWAL AND COLLECTION - OTHER | 2 | YES
B | HAEMATOLOGY AND HAEMOTRANSFUSION DEVICES | B | HAEMATOLOGY AND HAEMOTRANSFUSION DEVICES | 1 | NO
B | HAEMATOLOGY AND HAEMOTRANSFUSION DEVICES | B01 | BLOOD BAGS AND KITS | 2 | NO
B | HAEMATOLOGY AND HAEMOTRANSFUSION DEVICES | B0101 | BLOOD COLLECTION BAGS AND KITS | 3 | NO
B | HAEMATOLOGY AND HAEMOTRANSFUSION DEVICES | B010101 | AUTOLOGOUS BLOOD COLLECTION BAGS | 4 | NO
B | HAEMATOLOGY AND HAEMOTRANSFUSION DEVICES | B01010101 | AUTOTRANSFUSION BAGS, WITH FILTERS AND KITS | 5 | NO
B | HAEMATOLOGY AND HAEMOTRANSFUSION DEVICES | B0101010101 | AUTOTRANSFUSION DOUBLE BAGS, WITH FILTERS AND KITS | 6 | YES
B | HAEMATOLOGY AND HAEMOTRANSFUSION DEVICES | B0101010199 | AUTOTRANSFUSION BAGS, WITH FILTERS AND KITS - OTHER | 6 | YES
B | HAEMATOLOGY AND HAEMOTRANSFUSION DEVICES | B01010102 | AUTOTRANSFUSION BAGS, W/O FILTERS AND KITS | 5 | NO
B | HAEMATOLOGY AND HAEMOTRANSFUSION DEVICES | B0101010201 | AUTOTRANSFUSION SINGULAR BAGS, W/O FILTERS AND KITS | 6 | YES
B | HAEMATOLOGY AND HAEMOTRANSFUSION DEVICES | B0101010202 | AUTOTRANSFUSION DOUBLE BAGS, W/O FILTERS AND KITS | 6 | YES
B | HAEMATOLOGY AND HAEMOTRANSFUSION DEVICES | B0101010203 | AUTOTRANSFUSION TRIPLE BAGS, W/O FILTERS AND KITS | 6 | YES
B | HAEMATOLOGY AND HAEMOTRANSFUSION DEVICES | B0101010299 | AUTOTRANSFUSION BAGS, W/O FILTERS AND KITS - OTHER | 6 | YES
B | HAEMATOLOGY AND HAEMOTRANSFUSION DEVICES | B010102 | HOMOLOGOUS DONOR BLOOD COLLECTION BAGS AND KITS | 4 | NO
B | HAEMATOLOGY AND HAEMOTRANSFUSION DEVICES | B01010201 | DONOR BLOOD COLLECTION BAGS, WITH FILTERS AND KITS | 5 | NO
B | HAEMATOLOGY AND HAEMOTRANSFUSION DEVICES | B0101020101 | DONOR BLOOD COLLECTION QUADRUPLE BAGS, WITH FILTERS AND KITS | 6 | YES
B | HAEMATOLOGY AND HAEMOTRANSFUSION DEVICES | B0101020102 | DONOR BLOOD COLLECTION QUINTUPLE BAGS, WITH FILTERS AND KITS | 6 | YES
B | HAEMATOLOGY AND HAEMOTRANSFUSION DEVICES | B0101020199 | DONOR BLOOD COLLECTION BAGS AND KITS, WITH FILTERS - OTHER | 6 | YES
B | HAEMATOLOGY AND HAEMOTRANSFUSION DEVICES | B01010202 | DONOR BLOOD COLLECTION BAGS, W/O FILTERS AND KITS - OTHER | 5 | NO
B | HAEMATOLOGY AND HAEMOTRANSFUSION DEVICES | B0101020201 | DONOR BLOOD COLLECTION TRIPLE BAGS, W/O FILTERS AND KIT | 6 | YES
B | HAEMATOLOGY AND HAEMOTRANSFUSION DEVICES | B0101020202 | DONOR BLOOD COLLECTION QUADRUPLE BAGS, W/O FILTERS AND KITS | 6 | YES
B | HAEMATOLOGY AND HAEMOTRANSFUSION DEVICES | B0101020299 | DONOR BLOOD COLLECTION BAGS W/O FILTERS AND KITS - OTHER | 6 | YES
B | HAEMATOLOGY AND HAEMOTRANSFUSION DEVICES | B010199 | BLOOD COLLECTION BAGS AND KITS - OTHER | 4 | YES
B | HAEMATOLOGY AND HAEMOTRANSFUSION DEVICES | B0102 | BLOOD TRANSFER BAGS AND KITS | 3 | NO
B | HAEMATOLOGY AND HAEMOTRANSFUSION DEVICES | B010201 | WHOLE BLOOD, RED BLOOD CELLS OR PLASMA TRANSFER BAGS AND KITS | 4 | YES
B | HAEMATOLOGY AND HAEMOTRANSFUSION DEVICES | B010202 | PLATELETS CONCENTRATE TRANSFER BAGS AND KITS | 4 | YES
B | HAEMATOLOGY AND HAEMOTRANSFUSION DEVICES | B010299 | BLOOD TRANSFER BAGS AND KITS - OTHER | 4 | YES
B | HAEMATOLOGY AND HAEMOTRANSFUSION DEVICES | B0103 | MEDULLARY BLOOD COLLECTION, PURIFICATION, CRYOPRESERVATION BAGS AND KITS | 3 | YES
B | HAEMATOLOGY AND HAEMOTRANSFUSION DEVICES | B0104 | PLACENTAL BLOOD BAGS AND KITS | 3 | NO
B | HAEMATOLOGY AND HAEMOTRANSFUSION DEVICES | B010401 | PLACENTAL BLOOD COLLECTION BAGS AND KITS | 4 | YES
B | HAEMATOLOGY AND HAEMOTRANSFUSION DEVICES | B010402 | PLACENTAL BLOOD PURIFICATION BAGS AND KITS | 4 | YES
B | HAEMATOLOGY AND HAEMOTRANSFUSION DEVICES | B010403 | PLACENTAL BLOOD CRYOPRESERVATION BAGS AND KITS | 4 | YES
B | HAEMATOLOGY AND HAEMOTRANSFUSION DEVICES | B010499 | PLACENTAL BLOOD BAGS AND KITS - OTHER | 4 | YES
B | HAEMATOLOGY AND HAEMOTRANSFUSION DEVICES | B0105 | UMBILICAL CORD BLOOD COLLECTION, PURIFICATION, CRYOPRESERVATION BAGS AND KITS | 3 | YES
B | HAEMATOLOGY AND HAEMOTRANSFUSION DEVICES | B0180 | BLOOD BAGS AND KITS - ACCESSORIES | 3 | YES
B | HAEMATOLOGY AND HAEMOTRANSFUSION DEVICES | B0190 | BLOOD BAGS AND KITS - VARIOUS | 3 | NO
B | HAEMATOLOGY AND HAEMOTRANSFUSION DEVICES | B019001 | PLATELET GEL AND FIBRIN GLUE PRODUCTION BAGS AND KITS | 4 | YES
B | HAEMATOLOGY AND HAEMOTRANSFUSION DEVICES | B019002 | COLLECTION AND FILTRATION OF WHOLE BLOOD WITH ALIQUOTATION OF CONCENTRATED RED BLOOD CELLS BAGS AND KITS | 4 | YES
B | HAEMATOLOGY AND HAEMOTRANSFUSION DEVICES | B019003 | BLOOD COMPONENTS ALIQUOTATION KITS | 4 | YES
B | HAEMATOLOGY AND HAEMOTRANSFUSION DEVICES | B019004 | BLOOD COMPONENTS SAMPLING BAGS AND KITS | 4 | YES
B | HAEMATOLOGY AND HAEMOTRANSFUSION DEVICES | B0199 | BLOOD BAGS AND KITS - OTHER | 3 | YES
B | HAEMATOLOGY AND HAEMOTRANSFUSION DEVICES | B02 | BLOOD FILTERS | 2 | NO
B | HAEMATOLOGY AND HAEMOTRANSFUSION DEVICES | B0201 | LEUKOREDUCTION FILTERS | 3 | NO
B | HAEMATOLOGY AND HAEMOTRANSFUSION DEVICES | B020101 | BED-SIDE LEUKOREDUCTION FILTERS | 4 | NO
B | HAEMATOLOGY AND HAEMOTRANSFUSION DEVICES | B02010101 | BED-SIDE ERYTHROCYTES (RBC) LEUKOREDUCTION FILTERS (WITH OR WITHOUT INFUSION CONTROLLER) | 5 | YES
B | HAEMATOLOGY AND HAEMOTRANSFUSION DEVICES | B02010102 | BED-SIDE PLATELETS LEUKOREDUCTION FILTERS (WITH OR WITHOUT INFUSION CONTROLLER) | 5 | YES
B | HAEMATOLOGY AND HAEMOTRANSFUSION DEVICES | B02010199 | BED-SIDE LEUKOREDUCTION FILTERS - OTHER | 5 | YES
B | HAEMATOLOGY AND HAEMOTRANSFUSION DEVICES | B020102 | LABORATORY LEUKOREDUCTION FILTERS | 4 | NO
B | HAEMATOLOGY AND HAEMOTRANSFUSION DEVICES | B02010201 | LABORATORY ERYTHROCYTES (RBC) LEUKOREDUCTION FILTERS | 5 | YES
B | HAEMATOLOGY AND HAEMOTRANSFUSION DEVICES | B02010202 | LABORATORY PLATELETS LEUKOREDUCTION FILTERS | 5 | YES
B | HAEMATOLOGY AND HAEMOTRANSFUSION DEVICES | B02010299 | LABORATORY LEUKOREDUCTION FILTERS - OTHER | 5 | YES
B | HAEMATOLOGY AND HAEMOTRANSFUSION DEVICES | B0202 | MASSIVE TRANSFUSION THERAPY FILTERS (FOR 40 MICRON MICROAGGREGATES) | 3 | NO
B | HAEMATOLOGY AND HAEMOTRANSFUSION DEVICES | B020201 | MASSIVE TRANSFUSION THERAPY FILTERS, WITH TRANSFUSION CONTROLLER | 4 | YES
B | HAEMATOLOGY AND HAEMOTRANSFUSION DEVICES | B020202 | MASSIVE TRANSFUSION THERAPY FILTERS, W/O TRANSFUSION CONTROLLER | 4 | YES
B | HAEMATOLOGY AND HAEMOTRANSFUSION DEVICES | B0280 | BLOOD FILTERS - ACCESSORIES | 3 | YES
B | HAEMATOLOGY AND HAEMOTRANSFUSION DEVICES | B0299 | BLOOD FILTERS - OTHER | 3 | YES
B | HAEMATOLOGY AND HAEMOTRANSFUSION DEVICES | B03 | APHERESIS DEVICES | 2 | NO
B | HAEMATOLOGY AND HAEMOTRANSFUSION DEVICES | B0301 | APHERESIS COLLECTION DEVICES | 3 | NO
B | HAEMATOLOGY AND HAEMOTRANSFUSION DEVICES | B030101 | APHERESIS PLASMA COLLECTION DEVICES | 4 | YES
B | HAEMATOLOGY AND HAEMOTRANSFUSION DEVICES | B030102 | APHERESIS PLATELET COLLECTION DEVICES | 4 | YES
B | HAEMATOLOGY AND HAEMOTRANSFUSION DEVICES | B030103 | APHERESIS LEUKOCYTE COLLECTION DEVICES | 4 | YES
B | HAEMATOLOGY AND HAEMOTRANSFUSION DEVICES | B030104 | APHERESIS MULTIPLE BLOOD COMPONENT COLLECTION DEVICES | 4 | YES
B | HAEMATOLOGY AND HAEMOTRANSFUSION DEVICES | B030199 | APHERESIS COLLECTION DEVICES - OTHER | 4 | YES
B | HAEMATOLOGY AND HAEMOTRANSFUSION DEVICES | B0302 | APHERESIS THERAPY DEVICES | 3 | NO
B | HAEMATOLOGY AND HAEMOTRANSFUSION DEVICES | B030201 | PLASMAPHERESIS DEVICES AND KITS | 4 | YES
B | HAEMATOLOGY AND HAEMOTRANSFUSION DEVICES | B030202 | CYTAPHERESIS DEVICES AND KITS | 4 | YES
B | HAEMATOLOGY AND HAEMOTRANSFUSION DEVICES | B030203 | SINGLE PLASMA COMPONENTS REMOVAL DEVICES AND KITS | 4 | YES
B | HAEMATOLOGY AND HAEMOTRANSFUSION DEVICES | B030204 | EXTRACORPOREAL PHOTOCHEMOTHERAPY OR PHOTOPHERESIS DEVICES AND KITS | 4 | YES
B | HAEMATOLOGY AND HAEMOTRANSFUSION DEVICES | B030299 | APHERESIS THERAPY DEVICES - OTHER | 4 | YES
B | HAEMATOLOGY AND HAEMOTRANSFUSION DEVICES | B0380 | APHERESIS DEVICES - ACCESSORIES | 3 | YES
B | HAEMATOLOGY AND HAEMOTRANSFUSION DEVICES | B0399 | APHERESIS DEVICES - OTHER | 3 | YES
B | HAEMATOLOGY AND HAEMOTRANSFUSION DEVICES | B04 | AUTOTRANSFUSION DEVICES | 2 | NO
B | HAEMATOLOGY AND HAEMOTRANSFUSION DEVICES | B0401 | INTRA- AND POSTOPERATIVE BLOOD COLLECTION, WASHING AND REINFUSION DEVICES AND KITS | 3 | YES
B | HAEMATOLOGY AND HAEMOTRANSFUSION DEVICES | B0402 | INTRA- AND POSTOPERATIVE BLOOD COLLECTION AND REINFUSION ONLY DEVICES AND KITS | 3 | YES
B | HAEMATOLOGY AND HAEMOTRANSFUSION DEVICES | B0480 | AUTOTRANSFUSION DEVICES - ACCESSORIES | 3 | YES
B | HAEMATOLOGY AND HAEMOTRANSFUSION DEVICES | B0499 | AUTOTRANSFUSION DEVICES - OTHER | 3 | YES
B | HAEMATOLOGY AND HAEMOTRANSFUSION DEVICES | B05 | TOPICAL USE BLOOD COMPONENTS PREPARATION DEVICES | 2 | NO
B | HAEMATOLOGY AND HAEMOTRANSFUSION DEVICES | B0501 | PLATELET GEL AUTOMATIC PREPARATION DEVICES (EXCLUDING BAGS) | 3 | YES
B | HAEMATOLOGY AND HAEMOTRANSFUSION DEVICES | B0502 | FIBRIN GLUE AUTOMATIC PREPARATION DEVICES (EXCLUDING BAGS) | 3 | YES
B | HAEMATOLOGY AND HAEMOTRANSFUSION DEVICES | B0599 | TOPICAL USE BLOOD COMPONENTS PREPARATION DEVICES - OTHER | 3 | YES
B | HAEMATOLOGY AND HAEMOTRANSFUSION DEVICES | B06 | CELLULAR OR BIOLOGICAL MANIPULATION DEVICES | 2 | YES
B | HAEMATOLOGY AND HAEMOTRANSFUSION DEVICES | B07 | BLOOD AND BLOOD COMPONENTS PRESERVATION SOLUTIONS | 2 | YES
B | HAEMATOLOGY AND HAEMOTRANSFUSION DEVICES | B99 | HAEMATOLOGY AND HAEMOTRANSFUSION DEVICES - OTHER | 2 | YES
C | CARDIOCIRCULATORY SYSTEM DEVICES | C | CARDIOCIRCULATORY SYSTEM DEVICES | 1 | NO
C | CARDIOCIRCULATORY SYSTEM DEVICES | C01 | ARTERIO-VENOUS SYSTEM DEVICES | 2 | NO
C | CARDIOCIRCULATORY SYSTEM DEVICES | C0101 | PERIPHERAL I.V. CATHETERS AND CANNULAS | 3 | NO
C | CARDIOCIRCULATORY SYSTEM DEVICES | C010101 | PERIPHERAL I.V. CATHETERS | 4 | NO
C | CARDIOCIRCULATORY SYSTEM DEVICES | C01010101 | PERIPHERAL I.V. CATHETERS, W/O SAFETY SYSTEMS | 5 | NO
C | CARDIOCIRCULATORY SYSTEM DEVICES | C0101010101 | PERIPHERAL I.V. CATHETERS, W/O SAFETY SYSTEMS, WITH INJECTION VALVES | 6 | YES
C | CARDIOCIRCULATORY SYSTEM DEVICES | C0101010102 | PERIPHERAL I.V. CATHETERS, W/O SAFETY SYSTEMS, W/O INJECTION VALVES | 6 | YES
C | CARDIOCIRCULATORY SYSTEM DEVICES | C01010102 | PERIPHERAL I.V. CATHETERS, WITH SAFETY SYSTEMS | 5 | NO
C | CARDIOCIRCULATORY SYSTEM DEVICES | C0101010201 | PERIPHERAL I.V. CATHETERS, WITH SAFETY SYSTEMS, WITH INJECTION VALVES | 6 | YES
C | CARDIOCIRCULATORY SYSTEM DEVICES | C0101010202 | PERIPHERAL I.V. CATHETERS, WITH SAFETY SYSTEMS, W/O INJECTION VALVES | 6 | YES
C | CARDIOCIRCULATORY SYSTEM DEVICES | C01010103 | PERIPHERAL I.V. CATHETERS, WITH INTEGRATED EXTENSIONS | 5 | YES
C | CARDIOCIRCULATORY SYSTEM DEVICES | C01010180 | PERIPHERAL I.V. CATHETERS - ACCESSORIES | 5 | YES
C | CARDIOCIRCULATORY SYSTEM DEVICES | C01010199 | PERIPHERAL I.V. CATHETERS - OTHER | 5 | YES
C | CARDIOCIRCULATORY SYSTEM DEVICES | C010102 | PERIPHERAL I.V. CATHETER SYSTEMS | 4 | YES
C | CARDIOCIRCULATORY SYSTEM DEVICES | C010103 | INTEGRATED PERIPHERAL I.V. DEVICES | 4 | YES
C | CARDIOCIRCULATORY SYSTEM DEVICES | C010104 | UMBILICAL I.V. CANNULAS | 4 | YES
C | CARDIOCIRCULATORY SYSTEM DEVICES | C010180 | PERIPHERAL I.V. CATHETERS AND CANNULAS - ACCESSORIES NOT INCLUDED IN OTHER CLASSES | 4 | YES
C | CARDIOCIRCULATORY SYSTEM DEVICES | C010199 | PERIPHERAL I.V. CATHETERS AND CANNULAS - OTHER | 4 | YES
C | CARDIOCIRCULATORY SYSTEM DEVICES | C0102 | CENTRAL I.V. CATHETERS | 3 | NO
C | CARDIOCIRCULATORY SYSTEM DEVICES | C010201 | CENTRAL I.V. CATHETERS, PERIPHERAL ACCESS | 4 | NO
C | CARDIOCIRCULATORY SYSTEM DEVICES | C01020101 | CENTRAL I.V. SINGLE-LUMEN CATHETERS, PERIPHERAL ACCESS | 5 | YES
C | CARDIOCIRCULATORY SYSTEM DEVICES | C01020102 | CENTRAL I.V. MULTI-LUMEN CATHETERS, PERIPHERAL ACCESS | 5 | YES
C | CARDIOCIRCULATORY SYSTEM DEVICES | C010202 | CENTRAL I.V. CATHETERS, NON-TUNNELED | 4 | NO
C | CARDIOCIRCULATORY SYSTEM DEVICES | C01020201 | CENTRAL I.V. SINGLE-LUMEN CATHETERS, NON-TUNNELED | 5 | YES
C | CARDIOCIRCULATORY SYSTEM DEVICES | C01020202 | CENTRAL VENOUS DOUBLE-LUMEN CATHETERS, NON-TUNNELED | 5 | YES
C | CARDIOCIRCULATORY SYSTEM DEVICES | C01020203 | CENTRAL VENOUS MULTI-LUMEN (>2) CATHETERS, NON-TUNNELED | 5 | YES
C | CARDIOCIRCULATORY SYSTEM DEVICES | C010203 | CENTRAL VENOUS CATHETERS, PARTIALLY TUNNELED | 4 | NO
C | CARDIOCIRCULATORY SYSTEM DEVICES | C01020301 | CENTRAL VENOUS SINGLE-LUMEN CATHETERS, PARTIALLY TUNNELED | 5 | YES
C | CARDIOCIRCULATORY SYSTEM DEVICES | C01020302 | CENTRAL VENOUS DOUBLE-LUMEN CATHETERS, PARTIALLY TUNNELED | 5 | YES
C | CARDIOCIRCULATORY SYSTEM DEVICES | C01020303 | CENTRAL VENOUS MULTI-LUMEN (>2) CATHETERS, PARTIALLY TUNNELED | 5 | YES
C | CARDIOCIRCULATORY SYSTEM DEVICES | C010204 | SUBCUTANEOUS IMPLANTABLE VENOUS ACCESS PORT SYSTEMS | 4 | NO
C | CARDIOCIRCULATORY SYSTEM DEVICES | C01020401 | SUBCUTANEOUS IMPLANTABLE VENOUS ACCESS PORT SYSTEMS, SINGLE-CHAMBER | 5 | YES
C | CARDIOCIRCULATORY SYSTEM DEVICES | C01020402 | SUBCUTANEOUS IMPLANTABLE VENOUS ACCESS PORT SYSTEMS, DUAL-CHAMBER OR DOUBLE-LUMEN | 5 | YES
C | CARDIOCIRCULATORY SYSTEM DEVICES | C01020499 | SUBCUTANEOUS IMPLANTABLE VENOUS ACCESS PORT SYSTEMS - OTHER | 5 | YES
C | CARDIOCIRCULATORY SYSTEM DEVICES | C010280 | CENTRAL VENOUS CATHETERS - ACCESSORIES | 4 | YES
C | CARDIOCIRCULATORY SYSTEM DEVICES | C010299 | CENTRAL VENOUS CATHETERS - OTHER | 4 | YES
C | CARDIOCIRCULATORY SYSTEM DEVICES | C0103 | ARTERIAL CANNULAS | 3 | NO
C | CARDIOCIRCULATORY SYSTEM DEVICES | C010301 | RADIAL CANNULAS | 4 | YES
C | CARDIOCIRCULATORY SYSTEM DEVICES | C010302 | UMBILICAL CANNULAS | 4 | YES
C | CARDIOCIRCULATORY SYSTEM DEVICES | C010303 | FEMORAL CANNULAS | 4 | YES
C | CARDIOCIRCULATORY SYSTEM DEVICES | C010380 | ARTERIAL CANNULAS - ACCESSORIES | 4 | YES
C | CARDIOCIRCULATORY SYSTEM DEVICES | C010399 | ARTERIAL CANNULAS - OTHER | 4 | YES
C | CARDIOCIRCULATORY SYSTEM DEVICES | C0104 | ANGIOGRAPHY AND HAEMODYNAMIC DEVICES | 3 | NO
C | CARDIOCIRCULATORY SYSTEM DEVICES | C010401 | CARDIAC ANGIOGRAPHY DEVICES | 4 | NO
C | CARDIOCIRCULATORY SYSTEM DEVICES | C01040101 | CARDIAC ANGIOGRAPHY DIAGNOSTIC DEVICES, | 5 | NO
C | CARDIOCIRCULATORY SYSTEM DEVICES | C0104010101 | CARDIAC ANGIOGRAPHY DIAGNOSTIC CATHETERS | 6 | YES
C | CARDIOCIRCULATORY SYSTEM DEVICES | C0104010102 | CARDIAC AND INTRACORONARY ULTRASOUND CATHETERS | 6 | YES
C | CARDIOCIRCULATORY SYSTEM DEVICES | C0104010199 | CARDIAC ANGIOGRAPHY DIAGNOSTIC DEVICES - OTHER | 6 | YES
C | CARDIOCIRCULATORY SYSTEM DEVICES | C01040102 | CORONARY ANGIOGRAPHY THERAPEUTIC DEVICES | 5 | NO
C | CARDIOCIRCULATORY SYSTEM DEVICES | C0104010201 | PERCUTANEOUS TRANSLUMINAL CORONARY ANGIOPLASTY (PTCA) DILATATION CATHETERS | 6 | NO
C | CARDIOCIRCULATORY SYSTEM DEVICES | C010401020101 | PTCA BALLOON DILATION CATHETERS | 7 | YES
C | CARDIOCIRCULATORY SYSTEM DEVICES | C010401020102 | CORONARY STENT IMPLANTATION DILATION CATHETERS | 7 | YES
C | CARDIOCIRCULATORY SYSTEM DEVICES | C010401020180 | PTCA BALLOON DILATATION CATHETERS - ACCESSORIES | 7 | YES
C | CARDIOCIRCULATORY SYSTEM DEVICES | C010401020199 | PTCA DILATATION CATHETERS - OTHER | 7 | YES
C | CARDIOCIRCULATORY SYSTEM DEVICES | C0104010202 | CARDIAC ANGIOGRAPHY GUIDE CATHETERS | 6 | YES
C | CARDIOCIRCULATORY SYSTEM DEVICES | C0104010203 | PHARMACEUTICAL INFUSION AND ADMINISTRATION INTRACORONARY AND INTRACARDIAC CATHETERS | 6 | YES
C | CARDIOCIRCULATORY SYSTEM DEVICES | C0104010204 | CORONARY ARTERY ATHERECTOMY SYSTEMS | 6 | NO
C | CARDIOCIRCULATORY SYSTEM DEVICES | C010401020401 | CORONARY ARTERY ATHERECTOMY SYSTEMS, DIRECTIONAL | 7 | YES
C | CARDIOCIRCULATORY SYSTEM DEVICES | C010401020402 | CORONARY ARTERY ATHERECTOMY SYSTEMS, ROTATIONAL | 7 | YES
H | SUTURE DEVICES | H010101 | ABSORBABLE SYNTHETIC SUTURES | 4 | NO
H | SUTURE DEVICES | H01010101 | MONOFILAMENT ABSORBABLE SYNTHETIC SUTURES | 5 | NO
H | SUTURE DEVICES | H0101010101 | POLYDIOXANONE MONOFILAMENT | 6 | NO
H | SUTURE DEVICES | H010101010101 | POLYDIOXANONE MONOFILAMENT WITH NEEDLE FOR OPEN SURGERY | 7 | YES
H | SUTURE DEVICES | H010101010102 | MOUNTED POLYDIOXANONE MONOFILAMENT WITH NEEDLE FOR VIDEO SURGERY | 7 | YES
H | SUTURE DEVICES | H010101010103 | POLYDIOXANONE MONOFILAMENT WITHOUT NEEDLE | 7 | YES
H | SUTURE DEVICES | H010101010104 | MOUNTED POLYDIOXANONE MONOFILAMENT WITH NEEDLE FOR TISSUE TRACTION (‘BARBED’) | 7 | YES
H | SUTURE DEVICES | H0101010102 | POLYGLYCONATE AND MONOFILAMENT DERIVATIVES | 6 | NO
H | SUTURE DEVICES | H010101010201 | POLYGLYCONATE AND DERIVATIVES MONOFILAMENT WITH NEEDLE | 7 | YES
H | SUTURE DEVICES | H010101010202 | POLYGLYCONATE AND DERIVATIVES MONOFILAMENT WITHOUT NEEDLE | 7 | YES
H | SUTURE DEVICES | H010101010203 | POLYGLYCONATE AND DERIVATIVES MONOFILAMENT WITH NEEDLE FOR TISSUE TRACTION (‘BARBED’) | 7 | YES
H | SUTURE DEVICES | H0101010103 | POLIGLECAPRONE AND DERIVATIVES MONOFILAMENT | 6 | NO
H | SUTURE DEVICES | H010101010301 | POLIGLECAPRONE AND DERIVATIVES MONOFILAMENT WITH NEEDLE | 7 | YES
H | SUTURE DEVICES | H010101010302 | POLIGLECAPRONE AND DERIVATIVES MONOFILAMENT WITHOUT NEEDLE | 7 | YES
H | SUTURE DEVICES | H010101010303 | POLIGLECAPRONE AND DERIVATIVES MONOFILAMENT WITH NEEDLE FOR TISSUE TRACTION (‘BARBED’) | 7 | YES
H | SUTURE DEVICES | H0101010199 | MONOFILAMENT ABSORBABLE SYNTHETIC SUTURES - OTHER | 6 | YES
H | SUTURE DEVICES | H01010102 | MULTIFILAMENT SYNTHETIC ABSORBABLE SUTURES | 5 | NO
H | SUTURE DEVICES | H0101010201 | POLYGLYCOLIC ACID MULTIFILAMENT | 6 | NO
H | SUTURE DEVICES | H010101020101 | POLYGLYCOLIC ACID MULTIFILAMENT WITH NEEDLE FOR OPEN SURGERY | 7 | YES
H | SUTURE DEVICES | H010101020102 | POLYGLYCOLIC ACID MULTIFILAMENT WITH NEEDLE FOR VIDEO SURGERY | 7 | YES
H | SUTURE DEVICES | H010101020103 | POLYGLYCOLIC ACID MULTIFILAMENT WITHOUT NEEDLE | 7 | YES
H | SUTURE DEVICES | H0101010202 | POLYGLYCOLIC WITH LACTIC ACID MULTIFILAMENT | 6 | NO
H | SUTURE DEVICES | H010101020201 | POLYGLYCOLIC WITH LACTIC ACID MULTIFILAMENT WITH NEEDLE FOR OPEN SURGERY | 7 | YES
H | SUTURE DEVICES | H010101020202 | POLYGLYCOLIC WITH LACTIC ACID MULTIFILAMENT WITH NEEDLE FOR VIDEO SURGERY | 7 | YES
H | SUTURE DEVICES | H010101020203 | POLYGLYCOLIC WITH LACTIC ACID MULTIFILAMENT WITHOUT NEEDLE | 7 | YES
H | SUTURE DEVICES | H0101010299 | SYNTHETIC ABSORBABLE MULTIFILAMENT SUTURES - OTHER | 6 | YES
H | SUTURE DEVICES | H01010103 | SYNTHETIC ABSORBABLE MONOFILAMENT SUTURES WITH ANTIBACTERIAL | 5 | NO
H | SUTURE DEVICES | H0101010301 | POLYDIOXANONE WITH ANTIBACTERIAL MONOFILAMENT | 6 | NO
H | SUTURE DEVICES | H010101030101 | POLYDIOXANONE WITH ANTIBACTERIAL MONOFILAMENT WITH NEEDLE | 7 | YES
H | SUTURE DEVICES | H010101030102 | POLYDIOXANONE WITH ANTIBACTERIAL MONOFILAMENT WITHOUT NEEDLE | 7 | YES
H | SUTURE DEVICES | H010101030103 | POLYDIOXANONE MONOFILAMENT WITH NEEDLE FOR TISSUE TRACTION (‘BARBED’) WITH ANTIBACTERIAL | 7 | YES
H | SUTURE DEVICES | H0101010302 | POLYGLYCOLIC AND LACTIC ACID WITH ANTIBACTERIAL MONOFILAMENT | 6 | NO
H | SUTURE DEVICES | H010101030201 | POLYGLYCOLIC AND LACTIC ACID WITH ANTIBACTERIAL MONOFILAMENT WITH NEEDLE | 7 | YES
H | SUTURE DEVICES | H010101030202 | POLYGLYCOLIC AND LACTIC ACID WITH ANTIBACTERIAL MONOFILAMENT WITHOUT NEEDLE | 7 | YES
H | SUTURE DEVICES | H010101030203 | POLYGLYCOLIC AND LACTIC ACID WITH ANTIBACTERIAL MONOFILAMENT WITH NEEDLE FOR TISSUE TRACTION (‘BARBED’) WITH ANTIBACTERIAL | 7 | YES
L | REUSABLE SURGICAL INSTRUMENTS | L0103 | DERMOTOMES AND BLADES, REUSABLE | 3 | YES
L | REUSABLE SURGICAL INSTRUMENTS | L0104 | SURGICAL SCISSORS, REUSABLE | 3 | NO
L | REUSABLE SURGICAL INSTRUMENTS | L010401 | SCISSORS FOR BANDAGES AND CLOTHING, REUSABLE | 4 | NO
L | REUSABLE SURGICAL INSTRUMENTS | L01040101 | SCISSORS FOR PLASTERS, REUSABLE | 5 | YES
L | REUSABLE SURGICAL INSTRUMENTS | L01040102 | SCISSORS FOR BANDAGES, REUSABLE | 5 | YES
L | REUSABLE SURGICAL INSTRUMENTS | L01040103 | SCISSORS FOR CLOTHING, REUSABLE | 5 | YES
L | REUSABLE SURGICAL INSTRUMENTS | L01040199 | SCISSORS FOR BANDAGES AND CLOTHING, REUSABLE - OTHER | 5 | YES
L | REUSABLE SURGICAL INSTRUMENTS | L010402 | SURGICAL SUTURES SCISSORS, REUSABLE | 4 | NO
L | REUSABLE SURGICAL INSTRUMENTS | L01040201 | STAPLE REMOVER SCISSORS, REUSABLE | 5 | YES
L | REUSABLE SURGICAL INSTRUMENTS | L01040202 | LIGATURES SCISSORS, REUSABLE | 5 | YES
L | REUSABLE SURGICAL INSTRUMENTS | L01040299 | SURGICAL SUTURES SCISSORS, REUSABLE - OTHER | 5 | YES
L | REUSABLE SURGICAL INSTRUMENTS | L010403 | SURGICAL DISSECTION SCISSORS, REUSABLE | 4 | YES
L | REUSABLE SURGICAL INSTRUMENTS | L010404 | CARDIOVASCULAR SURGERY SCISSORS, REUSABLE | 4 | NO
L | REUSABLE SURGICAL INSTRUMENTS | L01040401 | CARDIAC SCISSORS, REUSABLE | 5 | YES
L | REUSABLE SURGICAL INSTRUMENTS | L01040402 | VASCULAR SCISSORS, REUSABLE | 5 | YES
L | REUSABLE SURGICAL INSTRUMENTS | L010405 | OPHTHALMOLOGY SCISSORS, REUSABLE | 4 | NO
L | REUSABLE SURGICAL INSTRUMENTS | L01040501 | CORNEAL SCISSORS, REUSABLE | 5 | YES
L | REUSABLE SURGICAL INSTRUMENTS | L01040502 | OCULAR ENUCLEATION SCISSORS, REUSABLE | 5 | YES
L | REUSABLE SURGICAL INSTRUMENTS | L01040503 | IRIS SCISSORS, REUSABLE | 5 | YES
L | REUSABLE SURGICAL INSTRUMENTS | L01040504 | VITREO-RETINA SURGERY SCISSORS, REUSABLE | 5 | YES
L | REUSABLE SURGICAL INSTRUMENTS | L01040505 | CONJUNCTIVA SCISSORS, REUSABLE | 5 | YES
L | REUSABLE SURGICAL INSTRUMENTS | L01040506 | TENOTOMY AND STRABISM CORRECTION SCISSORS, REUSABLE | 5 | YES
L | REUSABLE SURGICAL INSTRUMENTS | L01040507 | BLEPHAROPLASTY SCISSORS, REUSABLE | 5 | YES
L | REUSABLE SURGICAL INSTRUMENTS | L01040508 | ENDOCULAR IMPLANTS SCISSORS, REUSABLE | 5 | YES
L | REUSABLE SURGICAL INSTRUMENTS | L01040509 | OCULAR ADNEXA SCISSORS, REUSABLE | 5 | NO
L | REUSABLE SURGICAL INSTRUMENTS | L0104050901 | CILIARY SCISSORS, REUSABLE | 6 | YES
L | REUSABLE SURGICAL INSTRUMENTS | L0104050999 | OCULAR ADNEXA SCISSORS, REUSABLE - OTHER | 6 | YES
L | REUSABLE SURGICAL INSTRUMENTS | L01040510 | CAPSULOTOMY SCISSORS, REUSABLE | 5 | YES
L | REUSABLE SURGICAL INSTRUMENTS | L01040599 | OPHTHALMOLOGY SCISSORS, REUSABLE - OTHER | 5 | YES
L | REUSABLE SURGICAL INSTRUMENTS | L010406 | OTOLARYNGOLOGICAL (ENT) SURGERY SCISSORS, REUSABLE | 4 | NO
L | REUSABLE SURGICAL INSTRUMENTS | L01040601 | NASAL SCISSORS, REUSABLE | 5 | YES
L | REUSABLE SURGICAL INSTRUMENTS | L01040602 | EAR SURGERY SCISSORS, REUSABLE | 5 | YES
L | REUSABLE SURGICAL INSTRUMENTS | L01040603 | TONSILLAR SCISSORS, REUSABLE | 5 | YES
L | REUSABLE SURGICAL INSTRUMENTS | L01040604 | LARYNGEAL SCISSORS, REUSABLE | 5 | YES
L | REUSABLE SURGICAL INSTRUMENTS | L01040699 | OTOLARYNGOLOGICAL (ENT) SURGERY SCISSORS, REUSABLE - OTHER | 5 | YES
L | REUSABLE SURGICAL INSTRUMENTS | L1112 | NEUROSURGERY SUCTION CANNULAS, REUSABLE | 3 | YES
L | REUSABLE SURGICAL INSTRUMENTS | L1113 | NEUROSURGERY BURS AND TIPS, REUSABLE | 3 | YES
L | REUSABLE SURGICAL INSTRUMENTS | L1199 | NEUROSURGERY INSTRUMENTS, REUSABLE - OTHER | 3 | YES
L | REUSABLE SURGICAL INSTRUMENTS | L12 | LAPAROSCOPIC AND THORACOSCOPIC SURGERY INSTRUMENTS, REUSABLE | 2 | NO
L | REUSABLE SURGICAL INSTRUMENTS | L1201 | LAPAROSCOPIC AND THORACOSCOPIC SURGERY DISSECTORS, REUSABLE | 3 | YES
L | REUSABLE SURGICAL INSTRUMENTS | L1202 | LAPAROSCOPIC AND THORACOSCOPIC SURGERY SCISSORS, REUSABLE | 3 | YES
L | REUSABLE SURGICAL INSTRUMENTS | L1203 | LAPAROSCOPIC AND THORACOSCOPIC SURGERY MANIPULATORS, REUSABLE | 3 | YES
L | REUSABLE SURGICAL INSTRUMENTS | L1204 | LAPAROSCOPIC AND THORACOSCOPIC SURGERY FORCEPS, REUSABLE | 3 | YES
L | REUSABLE SURGICAL INSTRUMENTS | L1205 | LAPAROSCOPIC AND THORACOSCOPIC SURGERY NEEDLE HOLDERS, REUSABLE | 3 | YES
L | REUSABLE SURGICAL INSTRUMENTS | L1206 | LAPAROSCOPIC AND THORACOSCOPIC SURGERY SPREADERS AND RETRACTORS, REUSABLE | 3 | YES
L | REUSABLE SURGICAL INSTRUMENTS | L1207 | LAPAROSCOPIC AND THORACOSCOPIC SURGERY CANNULAS, REUSABLE | 3 | YES
L | REUSABLE SURGICAL INSTRUMENTS | L1208 | SUTURING ENDOSCOPIC TISSUE APPROXIMATORS, REUSABLE | 3 | YES
L | REUSABLE SURGICAL INSTRUMENTS | L1209 | LAPAROSCOPIC AND THORACOSCOPIC SURGERY SCALPELS, REUSABLE | 3 | YES
L | REUSABLE SURGICAL INSTRUMENTS | L1210 | LAPAROSCOPIC AND THORACOSCOPIC SURGERY HOOKS, REUSABLE | 3 | YES
L | REUSABLE SURGICAL INSTRUMENTS | L1211 | LAPAROSCOPIC AND THORACOSCOPIC SURGERY SPATULAS, REUSABLE | 3 | YES
L | REUSABLE SURGICAL INSTRUMENTS | L1212 | LAPAROSCOPIC AND THORACOSCOPIC SURGERY GUIDES, REUSABLE | 3 | YES
L | REUSABLE SURGICAL INSTRUMENTS | L1213 | LAPAROSCOPIC AND THORACOSCOPIC SURGERY HANDPIECES, REUSABLE | 3 | YES
L | REUSABLE SURGICAL INSTRUMENTS | L1214 | LAPAROSCOPIC AND THORACOSCOPIC SURGERY DILATORS, REUSABLE | 3 | YES
L | REUSABLE SURGICAL INSTRUMENTS | L1215 | LAPAROSCOPIC AND THORACOSCOPIC SURGERY NEEDLES, REUSABLE | 3 | YES
L | REUSABLE SURGICAL INSTRUMENTS | L1216 | LAPAROSCOPIC AND THORACOSCOPIC SURGERY PALPATORS, REUSABLE | 3 | YES
L | REUSABLE SURGICAL INSTRUMENTS | L1217 | LAPAROSCOPIC AND THORACOSCOPIC SURGERY INSTRUMENT KITS, REUSABLE | 3 | YES
L | REUSABLE SURGICAL INSTRUMENTS | L1218 | LAPAROSCOPIC AND THORACOSCOPY ADAPTERS AND CONNECTORS, REUSABLE | 3 | YES
L | REUSABLE SURGICAL INSTRUMENTS | L1280 | LAPAROSCOPIC AND THORACOSCOPIC SURGERY INSTRUMENTS, REUSABLE - ACCESSORIES | 3 | YES
Q | DENTAL, OPHTHALMOLOGIC AND ENT DEVICES | Q01020604 | ORTHODONTIC DENTAL PROSTHESES | 5 | YES
Q | DENTAL, OPHTHALMOLOGIC AND ENT DEVICES | Q01020605 | TEMPORARY DENTAL PROSTHESES | 5 | YES
Q | DENTAL, OPHTHALMOLOGIC AND ENT DEVICES | Q010207 | DENTAL IMPRESSION DEVICES FOR PROSTHETIC DENTISTRY | 4 | YES
Q | DENTAL, OPHTHALMOLOGIC AND ENT DEVICES | Q010280 | PROSTHETIC DENTISTRY DEVICES - ACCESSORIES | 4 | YES
Q | DENTAL, OPHTHALMOLOGIC AND ENT DEVICES | Q010299 | PROSTHETIC DENTISTRY DEVICES - OTHER | 4 | YES
Q | DENTAL, OPHTHALMOLOGIC AND ENT DEVICES | Q0103 | SURGICAL DENTAL DEVICES | 3 | NO
Q | DENTAL, OPHTHALMOLOGIC AND ENT DEVICES | Q010301 | PERIODONTAL MEMBRANES | 4 | YES
Q | DENTAL, OPHTHALMOLOGIC AND ENT DEVICES | Q010302 | DENTAL GRAFT DEVICES | 4 | YES
Q | DENTAL, OPHTHALMOLOGIC AND ENT DEVICES | Q010303 | RETROGRADE FILLING DEVICES | 4 | YES
Q | DENTAL, OPHTHALMOLOGIC AND ENT DEVICES | Q010304 | PERIODONTAL DRESSINGS | 4 | YES
Q | DENTAL, OPHTHALMOLOGIC AND ENT DEVICES | Q010305 | SURGICAL DENTISTRY CEMENTS | 4 | YES
Q | DENTAL, OPHTHALMOLOGIC AND ENT DEVICES | Q010399 | SURGICAL DENTAL DEVICES - OTHER | 4 | YES
Q | DENTAL, OPHTHALMOLOGIC AND ENT DEVICES | Q0104 | ORTHODONTIC DEVICES | 3 | NO
Q | DENTAL, OPHTHALMOLOGIC AND ENT DEVICES | Q010401 | ORTHODONTIC FACE BOWS | 4 | YES
Q | DENTAL, OPHTHALMOLOGIC AND ENT DEVICES | Q010402 | ORTHODONTIC BANDS | 4 | YES
Q | DENTAL, OPHTHALMOLOGIC AND ENT DEVICES | Q010403 | ORTHODONTIC BRACKETS AND BUTTONS | 4 | YES
Q | DENTAL, OPHTHALMOLOGIC AND ENT DEVICES | Q010404 | ORTHODONTIC ELASTICS, CHAINS AND SPRINGS | 4 | YES
Q | DENTAL, OPHTHALMOLOGIC AND ENT DEVICES | Q010405 | ORTHODONTIC WIRES | 4 | YES
Q | DENTAL, OPHTHALMOLOGIC AND ENT DEVICES | Q010406 | ORTHODONTIC LIGATURES | 4 | YES
C | CARDIOCIRCULATORY SYSTEM DEVICES | C010401020480 | CORONARY ATHERECTOMY SYSTEMS - ACCESSORIES | 7 | YES
C | CARDIOCIRCULATORY SYSTEM DEVICES | C010401020499 | CORONARY ARTERY ATHERECTOMY SYSTEMS - OTHER | 7 | YES
C | CARDIOCIRCULATORY SYSTEM DEVICES | C0104010205 | CARDIAC THROMBECTOMY AND THROMBOASPIRATION SYSTEMS | 6 | NO
C | CARDIOCIRCULATORY SYSTEM DEVICES | C010401020501 | MANUAL CARDIAC THROMBECTOMY AND THROMBOASPIRATION SYSTEMS | 7 | YES
C | CARDIOCIRCULATORY SYSTEM DEVICES | C010401020502 | MOTORED CARDIAC THROMBECTOMY AND THROMBOASPIRATION SYSTEMS | 7 | YES
C | CARDIOCIRCULATORY SYSTEM DEVICES | C010401020580 | THROMBECTOMY AND CARDIAC THROMBOASPIRATION SYSTEMS - ACCESSORIES | 7 | YES
C | CARDIOCIRCULATORY SYSTEM DEVICES | C0104010206 | CORONARY VASCULAR LITHOTRIPSY CATHETERS | 6 | YES
C | CARDIOCIRCULATORY SYSTEM DEVICES | C0104010280 | INTERVENTIONAL CORONARY ANGIOGRAPHY DEVICES - ACCESSORIES | 6 | YES
C | CARDIOCIRCULATORY SYSTEM DEVICES | C0104010299 | CARDIAC THROMBECTOMY AND THROMBOASPIRATION SYSTEMS - OTHER | 6 | YES
C | CARDIOCIRCULATORY SYSTEM DEVICES | C01040180 | CORONARY ANGIOGRAPHY DEVICES - ACCESSORIES NOT INCLUDED IN OTHER CLASSES | 5 | YES
C | CARDIOCIRCULATORY SYSTEM DEVICES | C01040199 | CARDIAC ANGIOGRAPHY DEVICES - OTHER | 5 | YES
C | CARDIOCIRCULATORY SYSTEM DEVICES | C010402 | PERIPHERAL ANGIOGRAPHY DEVICES | 4 | NO
C | CARDIOCIRCULATORY SYSTEM DEVICES | C01040201 | PERIPHERAL ANGIOGRAPHY DIAGNOSTIC DEVICES | 5 | NO
C | CARDIOCIRCULATORY SYSTEM DEVICES | C0104020101 | PANORAMIC AND SELECTIVE PERIPHERAL DIAGNOSTIC ANGIOGRAPHY CATHETERS AND MICROCATHETERS | 6 | YES
C | CARDIOCIRCULATORY SYSTEM DEVICES | C0104020102 | INTRAVASCULAR ULTRASOUND CATHETERS | 6 | YES
C | CARDIOCIRCULATORY SYSTEM DEVICES | C0104020103 | VASCULAR OCCLUSION CATHETERS | 6 | YES
C | CARDIOCIRCULATORY SYSTEM DEVICES | C0104020180 | DIAGNOSTIC PERIPHERAL ANGIOGRAPHY DEVICES - ACCESSORIES | 6 | YES
C | CARDIOCIRCULATORY SYSTEM DEVICES | C0104020199 | PERIPHERAL ANGIOGRAPHY DIAGNOSTIC DEVICES - OTHER | 6 | YES
C | CARDIOCIRCULATORY SYSTEM DEVICES | C01040202 | PERIPHERAL ANGIOGRAPHY THERAPEUTIC DEVICES | 5 | NO
C | CARDIOCIRCULATORY SYSTEM DEVICES | C0104020201 | PERCUTANEOUS TRANSLUMINAL ANGIOPLASTY (PTA) DILATATION CATHETERS | 6 | NO
C | CARDIOCIRCULATORY SYSTEM DEVICES | C010402020101 | PTA BALLOON DILATATION CATHETERS | 7 | YES
C | CARDIOCIRCULATORY SYSTEM DEVICES | C010402020102 | STENT POSITIONING VASCULAR BALLOON DILATATION CATHETERS | 7 | YES
C | CARDIOCIRCULATORY SYSTEM DEVICES | C010402020180 | PTA BALLOON DILATATION CATHETERS - ACCESSORIES | 7 | YES
C | CARDIOCIRCULATORY SYSTEM DEVICES | C010402020199 | PTA DILATATION CATHETERS - OTHER | 7 | YES
C | CARDIOCIRCULATORY SYSTEM DEVICES | C0104020202 | PERIPHERAL EMBOLISATION CATHETERS AND MICROCATHETERS | 6 | YES
C | CARDIOCIRCULATORY SYSTEM DEVICES | C0104020203 | EMBOLISATION DEVICES | 6 | NO
C | CARDIOCIRCULATORY SYSTEM DEVICES | C010402020301 | EMBOLISATION COILS | 7 | YES
C | CARDIOCIRCULATORY SYSTEM DEVICES | C010402020302 | EMBOLISATION FLUIDS | 7 | YES
C | CARDIOCIRCULATORY SYSTEM DEVICES | C010402020303 | EMBOLISATION PARTICLES AND MICROSPHERES | 7 | YES
C | CARDIOCIRCULATORY SYSTEM DEVICES | C010402020380 | EMBOLISATION DEVICES - ACCESSORIES | 7 | YES
C | CARDIOCIRCULATORY SYSTEM DEVICES | C010402020399 | EMBOLISATION DEVICES - OTHER | 7 | YES
C | CARDIOCIRCULATORY SYSTEM DEVICES | C0104020204 | PERIPHERAL ANGIOGRAPHY GUIDE CATHETERS | 6 | YES
C | CARDIOCIRCULATORY SYSTEM DEVICES | C0104020205 | PHARMACEUTICAL INFUSION AND ADMINISTRATION INTRAVASCULAR CATHETERS AND MICROCATHETERS | 6 | YES
C | CARDIOCIRCULATORY SYSTEM DEVICES | C0104020206 | PERIPHERAL ATHERECTOMY SYSTEMS | 6 | NO
C | CARDIOCIRCULATORY SYSTEM DEVICES | C010402020601 | PERIPHERAL ATHERECTOMY SYSTEMS, DIRECTIONAL | 7 | YES
C | CARDIOCIRCULATORY SYSTEM DEVICES | C010402020602 | PERIPHERAL ATHERECTOMY SYSTEMS, ROTATIONAL | 7 | YES
C | CARDIOCIRCULATORY SYSTEM DEVICES | C010402020680 | PERIPHERAL ATHERECTOMY DEVICES - ACCESSORIES | 7 | YES
C | CARDIOCIRCULATORY SYSTEM DEVICES | C010402020699 | PERIPHERAL ATHERECTOMY SYSTEMS - OTHER | 7 | YES
C | CARDIOCIRCULATORY SYSTEM DEVICES | C0104020207 | PERIPHERAL THROMBECTOMY AND THROMBOASPIRATION SYSTEMS | 6 | NO
C | CARDIOCIRCULATORY SYSTEM DEVICES | C010402020701 | MANUAL PERIPHERAL THROMBECTOMY AND THROMBOASPIRATION SYSTEMS | 7 | YES
C | CARDIOCIRCULATORY SYSTEM DEVICES | C010402020702 | MECHANICAL PERIPHERAL THROMBECTOMY AND THROMBOASPIRATION SYSTEMS | 7 | YES
C | CARDIOCIRCULATORY SYSTEM DEVICES | C010402020780 | THROMBECTOMY AND PERIPHERAL THROMBOASPIRATION SYSTEMS - ACCESSORIES | 7 | YES
C | CARDIOCIRCULATORY SYSTEM DEVICES | C0104020208 | TRANSJUGULAR INTRAHEPATIC PORTOSYSTEMIC SHUNT (TIPS) PERCUTANEOUS SYSTEMS | 6 | YES
C | CARDIOCIRCULATORY SYSTEM DEVICES | C0104020209 | PERIPHERAL VASCULAR SYSTEM TOTAL CHRONIC OCCLUSION DEVICES | 6 | YES
C | CARDIOCIRCULATORY SYSTEM DEVICES | C0104020210 | PERIPHERAL VASCULAR LITHOTRIPSY CATHETERS | 6 | YES
C | CARDIOCIRCULATORY SYSTEM DEVICES | C0104020280 | INTERVENTIONAL PERIPHERAL ANGIOGRAPHY DEVICES - ACCESSORIES NOT INCLUDED IN OTHER CLASSES | 6 | YES
C | CARDIOCIRCULATORY SYSTEM DEVICES | C0104020299 | PERIPHERAL ANGIOGRAPHY THERAPEUTIC DEVICES - OTHER | 6 | YES
C | CARDIOCIRCULATORY SYSTEM DEVICES | C01040280 | PERIPHERAL ANGIOGRAPHY DEVICES - ACCESSORIES NOT INCLUDED IN OTHER CLASSES | 5 | YES
C | CARDIOCIRCULATORY SYSTEM DEVICES | C01040299 | PERIPHERAL ANGIOGRAPHY DEVICES - OTHER | 5 | YES
C | CARDIOCIRCULATORY SYSTEM DEVICES | C010403 | FRACTIONAL FLOW RESERVE (FFR) MEASUREMENT DEVICES | 4 | YES
C | CARDIOCIRCULATORY SYSTEM DEVICES | C010404 | NEUROVASCULAR ANGIOGRAPHY DEVICES | 4 | NO
C | CARDIOCIRCULATORY SYSTEM DEVICES | C01040401 | NEUROVASCULAR ANGIOGRAPHY DIAGNOSTIC DEVICES | 5 | NO
C | CARDIOCIRCULATORY SYSTEM DEVICES | C0104040101 | NEUROVASCULAR OCCLUSION CATHETERS | 6 | YES
C | CARDIOCIRCULATORY SYSTEM DEVICES | C0104040180 | NEUROVASCULAR ANGIOGRAPHY DIAGNOSTIC DEVICES - ACCESSORIES | 6 | YES
C | CARDIOCIRCULATORY SYSTEM DEVICES | C0104040199 | NEUROVASCULAR ANGIOGRAPHY DIAGNOSTIC DEVICES - OTHER | 6 | YES
C | CARDIOCIRCULATORY SYSTEM DEVICES | C01040402 | NEUROVASCULAR ANGIOGRAPHY THERAPEUTIC DEVICES | 5 | NO
C | CARDIOCIRCULATORY SYSTEM DEVICES | C0104040201 | NEUROVASCULAR EMBOLISATION CATHETERS AND MICROCATHETERS | 6 | YES
C | CARDIOCIRCULATORY SYSTEM DEVICES | C0104040202 | NEUROVASCULAR EMBOLISATION DEVICES | 6 | NO
C | CARDIOCIRCULATORY SYSTEM DEVICES | C010404020201 | NEUROVASCULAR EMBOLISATION COILS | 7 | YES
C | CARDIOCIRCULATORY SYSTEM DEVICES | C010404020202 | NEUROVASCULAR MECHANICAL ASSISTANCE DEVICES FOR EMBOLISATION PROCEDURE | 7 | YES
C | CARDIOCIRCULATORY SYSTEM DEVICES | C010404020280 | NEUROVASCULAR EMBOLISATION DEVICES - ACCESSORIES | 7 | YES
C | CARDIOCIRCULATORY SYSTEM DEVICES | C010404020299 | NEUROVASCULAR EMBOLISATION DEVICES - OTHER | 7 | YES
C | CARDIOCIRCULATORY SYSTEM DEVICES | C0104040203 | NEUROVASCULAR ANGIOGRAPHY GUIDE CATHETERS | 6 | YES
C | CARDIOCIRCULATORY SYSTEM DEVICES | C0104040204 | NEUROVASCULAR THROMBECTOMY AND THROMBOASPIRATION SYSTEMS | 6 | NO
C | CARDIOCIRCULATORY SYSTEM DEVICES | C010404020401 | MANUAL NEUROVASCULAR THROMBECTOMY AND THROMBOASPIRATION SYSTEMS | 7 | YES
C | CARDIOCIRCULATORY SYSTEM DEVICES | C010404020402 | MECHANICAL NEUROVASCULAR THROMBECTOMY AND THROMBOASPIRATION SYSTEMS | 7 | YES
C | CARDIOCIRCULATORY SYSTEM DEVICES | C010404020480 | NEUROVASCULAR THROMBECTOMY AND THROMBOASPIRATION SYSTEMS - ACCESSORIES | 7 | YES
C | CARDIOCIRCULATORY SYSTEM DEVICES | C0104040280 | NEUROVASCULAR ANGIOGRAPHY THERAPEUTIC DEVICES - ACCESSORIES | 6 | YES
C | CARDIOCIRCULATORY SYSTEM DEVICES | C0104040299 | NEUROVASCULAR ANGIOGRAPHY THERAPEUTIC DEVICES - OTHER | 6 | YES
C | CARDIOCIRCULATORY SYSTEM DEVICES | C010480 | ANGIOGRAPHY AND HEMODYNAMICS DEVICES - ACCESSORIES NOT INCLUDED IN OTHER CLASSES | 4 | YES
C | CARDIOCIRCULATORY SYSTEM DEVICES | C010499 | ANGIOGRAPHY AND HEMODYNAMICS DEVICES - OTHER | 4 | YES
C | CARDIOCIRCULATORY SYSTEM DEVICES | C0105 | INTRAVASCULAR PROTECTION DEVICES | 3 | NO
C | CARDIOCIRCULATORY SYSTEM DEVICES | C010501 | VENA CAVA FILTERS | 4 | NO
C | CARDIOCIRCULATORY SYSTEM DEVICES | C01050101 | VENA CAVA FILTERS, RETRIEVABLE | 5 | YES
C | CARDIOCIRCULATORY SYSTEM DEVICES | C01050102 | VENA CAVA FILTERS, PERMANENT | 5 | YES
C | CARDIOCIRCULATORY SYSTEM DEVICES | C010502 | INTRAVASCULAR EMBOLIC PROTECTION CATHETERS AND SYSTEMS | 4 | NO
C | CARDIOCIRCULATORY SYSTEM DEVICES | C01050201 | PTCA EMBOLIC PROTECTION CATHETERS AND SYSTEMS | 5 | YES
C | CARDIOCIRCULATORY SYSTEM DEVICES | C01050202 | PTA EMBOLIC PROTECTION CATHETERS AND SYSTEMS | 5 | YES
C | CARDIOCIRCULATORY SYSTEM DEVICES | C01050203 | ARTERIO-SURGERY EMBOLIC PROTECTION CATHETERS AND SYSTEMS | 5 | YES
C | CARDIOCIRCULATORY SYSTEM DEVICES | C01050299 | INTRAVASCULAR EMBOLIC PROTECTION CATHETERS AND SYSTEMS - OTHER | 5 | YES
C | CARDIOCIRCULATORY SYSTEM DEVICES | C010580 | INTRAVASCULAR PROTECTION DEVICES - ACCESSORIES | 4 | YES
C | CARDIOCIRCULATORY SYSTEM DEVICES | C010599 | INTRAVASCULAR PROTECTION DEVICES - OTHER | 4 | YES
C | CARDIOCIRCULATORY SYSTEM DEVICES | C0180 | ARTERO-VENOUS SYSTEM DEVICES - ACCESSORIES NOT INCLUDED IN OTHER CLASSES | 3 | YES
C | CARDIOCIRCULATORY SYSTEM DEVICES | C0190 | DEVICES FOR VASCULAR PROCEDURES - VARIOUS | 3 | NO
C | CARDIOCIRCULATORY SYSTEM DEVICES | C019001 | AORTIC COUNTERPULSATION CATHETERS | 4 | YES
C | CARDIOCIRCULATORY SYSTEM DEVICES | C019002 | EMBOLECTOMY CATHETERS | 4 | YES
C | CARDIOCIRCULATORY SYSTEM DEVICES | C019003 | THERMODILUTION CATHETERS | 4 | YES
C | CARDIOCIRCULATORY SYSTEM DEVICES | C019004 | CARDIOVASCULAR MONITORING SYSTEMS | 4 | YES
C | CARDIOCIRCULATORY SYSTEM DEVICES | C019005 | RETRIEVING SYSTEMS FOR VASCULAR FOREIGN BODIES | 4 | YES
C | CARDIOCIRCULATORY SYSTEM DEVICES | C019006 | CAROTID ARTERY SHUNTS | 4 | YES
C | CARDIOCIRCULATORY SYSTEM DEVICES | C019007 | CARDIOVASCULAR SYSTEM BRACHYTHERAPY RADIOFREQUENCY SYSTEMS | 4 | YES
C | CARDIOCIRCULATORY SYSTEM DEVICES | C019008 | IMPLANTABLE SUBCUTANEOUS ARTERIAL ACCESS SYSTEMS | 4 | YES
C | CARDIOCIRCULATORY SYSTEM DEVICES | C019009 | AORTIC OCCLUSION SYSTEMS | 4 | YES
C | CARDIOCIRCULATORY SYSTEM DEVICES | C019010 | INTRAVASCULAR RECANALISATION SYSTEMS | 4 | YES
C | CARDIOCIRCULATORY SYSTEM DEVICES | C019011 | INTRAVASCULAR AND CARDIAC BIOPSY SYSTEMS | 4 | NO
C | CARDIOCIRCULATORY SYSTEM DEVICES | C01901101 | INTRAVASCULAR BIOPSY SYSTEMS | 5 | YES
C | CARDIOCIRCULATORY SYSTEM DEVICES | C01901102 | MYOCARDIAL BIOPSY KITS | 5 | YES
C | CARDIOCIRCULATORY SYSTEM DEVICES | C019012 | AORTIC PUNCHES AND AORTOTOMY SYSTEMS | 4 | NO
C | CARDIOCIRCULATORY SYSTEM DEVICES | C01901201 | AORTIC PUNCHES | 5 | YES
C | CARDIOCIRCULATORY SYSTEM DEVICES | C01901202 | AORTOTOMY SYSTEMS | 5 | YES
C | CARDIOCIRCULATORY SYSTEM DEVICES | C019013 | ISOLATED TISSUE PERFUSION SYSTEMS (LOCOREGIONAL TUMOR THERAPY) | 4 | YES
C | CARDIOCIRCULATORY SYSTEM DEVICES | C019014 | CARDIAC VALVULOPLASTY CATHETERS | 4 | YES
C | CARDIOCIRCULATORY SYSTEM DEVICES | C019015 | CARDIAC TRANSSEPTAL PUNCTURE KITS | 4 | YES
C | CARDIOCIRCULATORY SYSTEM DEVICES | C019016 | PERITONEOVENOUS SHUNTS | 4 | YES
C | CARDIOCIRCULATORY SYSTEM DEVICES | C019017 | VALVULOTOMES, SINGLE-USE | 4 | YES
C | CARDIOCIRCULATORY SYSTEM DEVICES | C019018 | SURGICAL VENTRICULAR REMODELLING SYSTEMS | 4 | YES
C | CARDIOCIRCULATORY SYSTEM DEVICES | C019019 | SYSTEMS FOR VESSEL EXTRACTION AND VEIN CLOSURE | 4 | NO
C | CARDIOCIRCULATORY SYSTEM DEVICES | C01901901 | VEIN STRIPPER DEVICES | 5 | YES
C | CARDIOCIRCULATORY SYSTEM DEVICES | C01901903 | VESSEL HARVESTING SYSTEMS | 5 | YES
C | CARDIOCIRCULATORY SYSTEM DEVICES | C01901904 | ENDOVENOUS ABLATION DEVICES | 5 | NO
C | CARDIOCIRCULATORY SYSTEM DEVICES | C0190190401 | CATHETERS FOR RADIOFREQUENCY ENDOVENOUS ABLATION | 6 | YES
C | CARDIOCIRCULATORY SYSTEM DEVICES | C0190190402 | CATHETERS FOR LASER ENDOVENOUS ABLATION | 6 | YES
C | CARDIOCIRCULATORY SYSTEM DEVICES | C0190190403 | SYSTEMS FOR MECHANOCHEMICAL ENDOVENOUS ABLATION | 6 | YES
C | CARDIOCIRCULATORY SYSTEM DEVICES | C01901905 | ADHESIVE VEIN CLOSURE SYSTEMS | 5 | YES
C | CARDIOCIRCULATORY SYSTEM DEVICES | C01901999 | SYSTEMS FOR VESSEL EXTRACTION AND VEIN CLOSURE - OTHER | 5 | YES
C | CARDIOCIRCULATORY SYSTEM DEVICES | C019020 | SELECTIVE LOCAL HYPERTHERMIA KITS | 4 | YES
C | CARDIOCIRCULATORY SYSTEM DEVICES | C0199 | ARTERIO-VENOUS DEVICES - OTHER | 3 | YES
C | CARDIOCIRCULATORY SYSTEM DEVICES | C02 | ARRHYTHMOLOGY DEVICES | 2 | NO
C | CARDIOCIRCULATORY SYSTEM DEVICES | C0201 | CARDIAC ELECTROPHYSIOLOGY AND MAPPING DEVICES | 3 | NO
C | CARDIOCIRCULATORY SYSTEM DEVICES | C020101 | ARRHYTHMOLOGY BIPOLAR DIAGNOSTIC CATHETERS | 4 | YES
C | CARDIOCIRCULATORY SYSTEM DEVICES | C020102 | ARRHYTHMOLOGY TRIPOLAR DIAGNOSTIC CATHETERS | 4 | YES
C | CARDIOCIRCULATORY SYSTEM DEVICES | C020103 | ARRHYTHMOLOGY TETRAPOLAR DIAGNOSTIC CATHETERS | 4 | YES
C | CARDIOCIRCULATORY SYSTEM DEVICES | C020104 | ARRHYTHMOLOGY MULTIPOLAR DIAGNOSTIC CATHETERS | 4 | NO
C | CARDIOCIRCULATORY SYSTEM DEVICES | C02010401 | ARRHYTHMOLOGY MULTIPOLAR DIAGNOSTIC CATHETERS, CONVENTIONAL | 5 | YES
C | CARDIOCIRCULATORY SYSTEM DEVICES | C02010402 | ARRHYTHMOLOGY MULTIPOLAR DIAGNOSTIC CATHETERS, BASKET TYPE | 5 | YES
C | CARDIOCIRCULATORY SYSTEM DEVICES | C02010403 | ARRHYTHMOLOGY MULTIPOLAR DIAGNOSTIC CATHETERS, ADJUSTABLE | 5 | YES
C | CARDIOCIRCULATORY SYSTEM DEVICES | C02010499 | ARRHYTHMOLOGY MULTIPOLAR DIAGNOSTIC CATHETERS – OTHER | 5 | YES
C | CARDIOCIRCULATORY SYSTEM DEVICES | C020105 | NON-CONVENTIONAL MAPPING (CONTACT AND NON-CONTACT) THREE-DIMENSIONAL DIAGNOSTIC CATHETERS | 4 | YES
C | CARDIOCIRCULATORY SYSTEM DEVICES | C020180 | CARDIAC ELECTROPHYSIOLOGY AND MAPPING DEVICES - ACCESSORIES | 4 | YES
C | CARDIOCIRCULATORY SYSTEM DEVICES | C020199 | CARDIAC ELECTROPHYSIOLOGY AND MAPPING DEVICES - OTHER | 4 | YES
C | CARDIOCIRCULATORY SYSTEM DEVICES | C0202 | CARDIAC TEMPORARY STIMULATION DEVICES (WITH OR WITHOUT ACTIVE SUBSTANCES) | 3 | NO
C | CARDIOCIRCULATORY SYSTEM DEVICES | C020201 | TEMPORARY ENDOCARDIAL LEADS | 4 | YES
C | CARDIOCIRCULATORY SYSTEM DEVICES | C020202 | EPICARDIAL LEADS (MONOPOLAR AND BIPOLAR) | 4 | YES
C | CARDIOCIRCULATORY SYSTEM DEVICES | C020203 | TRANSOESOPHAGEAL RECORDING AND STIMULATION LEADS | 4 | YES
C | CARDIOCIRCULATORY SYSTEM DEVICES | C020280 | TEMPORARY CARDIAC ELECTRICAL STIMULATION DEVICES - ACCESSORIES | 4 | YES
C | CARDIOCIRCULATORY SYSTEM DEVICES | C020299 | CARDIAC TEMPORARY STIMULATION DEVICES (WITH OR WITHOUT ACTIVE SUBSTANCES) - OTHER | 4 | YES
C | CARDIOCIRCULATORY SYSTEM DEVICES | C0203 | CARDIAC TISSUE ABLATION DEVICES | 3 | NO
C | CARDIOCIRCULATORY SYSTEM DEVICES | C020301 | ARRHYTHMOGENIC FOCI RADIOFREQUENCY ABLATION CATHETERS | 4 | YES
C | CARDIOCIRCULATORY SYSTEM DEVICES | C020302 | ARRHYTHMOGENIC FOCI CRYOENERGY ABLATION CATHETERS | 4 | YES
C | CARDIOCIRCULATORY SYSTEM DEVICES | C020304 | ARRHYTHMOGENIC FOCI PULSED FIELD ABLATION CATHETERS | 4 | YES
C | CARDIOCIRCULATORY SYSTEM DEVICES | C020305 | ARRHYTHMOGENIC FOCI LASER ABLATION CATHETERS | 4 | YES
C | CARDIOCIRCULATORY SYSTEM DEVICES | C020380 | ABLATION OF ARRHYTHMOGENIC FOCUS DEVICES - ACCESSORIES | 4 | YES
C | CARDIOCIRCULATORY SYSTEM DEVICES | C020399 | CARDIAC TISSUE ABLATION DEVICES - OTHER | 4 | YES
C | CARDIOCIRCULATORY SYSTEM DEVICES | C0204 | EXTERNAL CARDIOVERSION AND DEFIBRILLATION DEVICES | 3 | NO
C | CARDIOCIRCULATORY SYSTEM DEVICES | C020401 | EXTERNAL CARDIOVERSION DEFIBRILLATOR ELECTRODE PADS | 4 | YES
C | CARDIOCIRCULATORY SYSTEM DEVICES | C020402 | TEMPORARY CARDIOVERSION LEADS | 4 | NO
C | CARDIOCIRCULATORY SYSTEM DEVICES | C02040201 | TEMPORARY ENDOCAVITARY CARDIOVERSION LEADS | 5 | YES
C | CARDIOCIRCULATORY SYSTEM DEVICES | C02040202 | TEMPORARY TRANSOESOPHAGEAL CARDIOVERSION LEADS | 5 | YES
C | CARDIOCIRCULATORY SYSTEM DEVICES | C02040299 | TEMPORARY CARDIOVERSION LEADS - OTHER | 5 | YES
C | CARDIOCIRCULATORY SYSTEM DEVICES | C020480 | CARDIOVERSION AND EXTERNAL DEFIBRILLATION DEVICES - ACCESSORIES | 4 | YES
C | CARDIOCIRCULATORY SYSTEM DEVICES | C020499 | EXTERNAL CARDIOVERSION AND DEFIBRILLATION DEVICES - OTHER | 4 | YES
C | CARDIOCIRCULATORY SYSTEM DEVICES | C0205 | CARDIAC DIAGNOSTIC DEVICES | 3 | NO
C | CARDIOCIRCULATORY SYSTEM DEVICES | C020501 | ECG ELECTRODES | 4 | YES
C | CARDIOCIRCULATORY SYSTEM DEVICES | C020599 | CARDIAC DIAGNOSTIC DEVICES - OTHER | 4 | YES
C | CARDIOCIRCULATORY SYSTEM DEVICES | C0280 | ARRYTHMOLOGY DEVICES - ACCESSORIES NOT INCLUDED IN OTHER CLASSES | 3 | YES
C | CARDIOCIRCULATORY SYSTEM DEVICES | C0299 | ARRHYTHMOLOGY DEVICES - OTHER | 3 | YES
C | CARDIOCIRCULATORY SYSTEM DEVICES | C03 | CARDIAC SURGERY AND HEART TRANSPLANT DEVICES | 2 | NO
C | CARDIOCIRCULATORY SYSTEM DEVICES | C0301 | EXTRACORPOREAL ASSISTED CIRCULATION DEVICES | 3 | NO
C | CARDIOCIRCULATORY SYSTEM DEVICES | C030101 | EXTRACORPOREAL CIRCULATION KITS | 4 | NO
C | CARDIOCIRCULATORY SYSTEM DEVICES | C03010101 | EXTRACORPOREAL CIRCULATION CIRCUITS | 5 | YES
C | CARDIOCIRCULATORY SYSTEM DEVICES | C03010102 | OXYGENATOR KITS | 5 | YES
C | CARDIOCIRCULATORY SYSTEM DEVICES | C03010104 | EXTRACORPOREAL CIRCULATION FILTERS | 5 | YES
C | CARDIOCIRCULATORY SYSTEM DEVICES | C03010199 | EXTRACORPOREAL CIRCULATION KITS - OTHER | 5 | YES
C | CARDIOCIRCULATORY SYSTEM DEVICES | C030102 | CARDIOPLEGIA SOLUTION ADMINISTRATION KITS | 4 | YES
C | CARDIOCIRCULATORY SYSTEM DEVICES | C030103 | CIRCULATORY SUPPORT KITS | 4 | NO
C | CARDIOCIRCULATORY SYSTEM DEVICES | C03010301 | CARDIOPULMONARY SUPPORT KITS (C.P.S. AND ECMO) | 5 | YES
C | CARDIOCIRCULATORY SYSTEM DEVICES | C03010399 | CIRCULATORY SUPPORT KITS - OTHER | 5 | YES
C | CARDIOCIRCULATORY SYSTEM DEVICES | C030104 | EXTRACORPOREAL CIRCULATION CANNULAS | 4 | NO
C | CARDIOCIRCULATORY SYSTEM DEVICES | C03010401 | EXTRACORPOREAL CIRCULATION ARTERIAL CANNULAS | 5 | NO
C | CARDIOCIRCULATORY SYSTEM DEVICES | C0301040101 | EXTRACORPOREAL CIRCULATION ARTERIAL CANNULAS, W/O FILTER | 6 | YES
C | CARDIOCIRCULATORY SYSTEM DEVICES | C0301040102 | EXTRACORPOREAL CIRCULATION ARTERIAL CANNULAS, WITH FILTER | 6 | YES
C | CARDIOCIRCULATORY SYSTEM DEVICES | C03010402 | EXTRACORPOREAL CIRCULATION VENOUS CANNULAS | 5 | NO
C | CARDIOCIRCULATORY SYSTEM DEVICES | C0301040201 | ATRIOCAVAL CANNULAS | 6 | YES
C | CARDIOCIRCULATORY SYSTEM DEVICES | C0301040202 | BICAVAL CANNULAS | 6 | YES
C | CARDIOCIRCULATORY SYSTEM DEVICES | C03010403 | INTRACAVITARY SUCTION CANNULAS | 5 | YES
C | CARDIOCIRCULATORY SYSTEM DEVICES | C03010404 | CARDIOPLEGIA CANNULAS | 5 | NO
C | CARDIOCIRCULATORY SYSTEM DEVICES | C0301040401 | EXTRACORPOREAL CIRCULATION NON-SELECTIVE PERFUSION CANNULAS (WITH AORTIC VENTING LUMEN) | 6 | YES
C | CARDIOCIRCULATORY SYSTEM DEVICES | C0301040402 | SELECTIVE CORONARY ARTERIES PERFUSION CANNULAS | 6 | YES
C | CARDIOCIRCULATORY SYSTEM DEVICES | C0301040499 | CARDIOPLEGIA CANNULAS - OTHER | 6 | YES
C | CARDIOCIRCULATORY SYSTEM DEVICES | C03010405 | SELECTIVE CAROTID ARTERY AND CORONARY SINUS PERFUSION CANNULAS | 5 | YES
C | CARDIOCIRCULATORY SYSTEM DEVICES | C03010406 | PERCUTANEOUS ARTERIOVENOUS CANNULAS (WITH ENDOCLAMP AND CARDIOPLEGIA VENTING LUMEN) | 5 | YES
C | CARDIOCIRCULATORY SYSTEM DEVICES | C03010499 | EXTRACORPOREAL CIRCULATION CANNULAS - OTHER | 5 | YES
C | CARDIOCIRCULATORY SYSTEM DEVICES | C030180 | EXTRACORPOREAL AND ASSISTED CIRCULATION DEVICES - ACCESSORIES | 4 | YES
C | CARDIOCIRCULATORY SYSTEM DEVICES | C030199 | EXTRACORPOREAL AND ASSISTED CIRCULATION DEVICES - OTHER | 4 | YES
C | CARDIOCIRCULATORY SYSTEM DEVICES | C0380 | HEART SURGERY AND ORGAN TRANSPLANTATION DEVICES - ACCESSORIES NOT INCLUDED IN OTHER CLASSES | 3 | YES
C | CARDIOCIRCULATORY SYSTEM DEVICES | C0390 | CARDIAC SURGERY AND HEART TRANSPLANT DEVICES - VARIOUS | 3 | NO
C | CARDIOCIRCULATORY SYSTEM DEVICES | C039001 | MINIMALLY INVASIVE ACCESS CARDIAC SURGERY SYSTEMS | 4 | NO
C | CARDIOCIRCULATORY SYSTEM DEVICES | C03900101 | DIRECT VISION MINIMALLY INVASIVE CARDIAC ACCESS KITS | 5 | YES
C | CARDIOCIRCULATORY SYSTEM DEVICES | C03900102 | MINI-INVASIVE VIDEO-ASSISTED CARDIO-SURGICAL ACCESS KITS (WITH EXTERNAL MONITOR) | 5 | YES
C | CARDIOCIRCULATORY SYSTEM DEVICES | C039002 | BEATING HEART CARDIOSURGERY DEVICES | 4 | NO
C | CARDIOCIRCULATORY SYSTEM DEVICES | C03900201 | EPI-MYOCARDIAL STABILISATION KITS | 5 | YES
C | CARDIOCIRCULATORY SYSTEM DEVICES | C03900202 | INTRACORONARY SHUNTS | 5 | YES
C | CARDIOCIRCULATORY SYSTEM DEVICES | C03900203 | GAS-JET CARDIAC SURGERY FIELD CLEANSING KITS (BLOWER) | 5 | YES
C | CARDIOCIRCULATORY SYSTEM DEVICES | C03900299 | BEATING HEART CARDIOSURGERY DEVICES - OTHER | 5 | YES
C | CARDIOCIRCULATORY SYSTEM DEVICES | C0399 | CARDIOSURGERY AND ORGAN TRANSPLANTATION DEVICES - OTHER | 3 | YES
C | CARDIOCIRCULATORY SYSTEM DEVICES | C04 | CARDIOVASCULAR GUIDEWIRES | 2 | NO
C | CARDIOCIRCULATORY SYSTEM DEVICES | C0401 | CORONARY ARTERY GUIDEWIRES | 3 | NO
C | CARDIOCIRCULATORY SYSTEM DEVICES | C040101 | CORONARY ARTERY DIAGNOSTIC GUIDEWIRES | 4 | NO
C | CARDIOCIRCULATORY SYSTEM DEVICES | C04010101 | CORONARY ARTERY DIAGNOSTIC GUIDEWIRES, HYDROPHILIC | 5 | YES
C | CARDIOCIRCULATORY SYSTEM DEVICES | C04010102 | CORONARY ARTERY DIAGNOSTIC GUIDEWIRES, NON-HYDROPHILIC | 5 | YES
C | CARDIOCIRCULATORY SYSTEM DEVICES | C04010199 | CORONARY ARTERY DIAGNOSTIC GUIDEWIRES - OTHER | 5 | YES
C | CARDIOCIRCULATORY SYSTEM DEVICES | C040102 | CORONARY ARTERY THERAPEUTIC GUIDEWIRES | 4 | NO
C | CARDIOCIRCULATORY SYSTEM DEVICES | C04010201 | CORONARY ARTERY THERAPEUTIC GUIDEWIRES, HYDROPHILIC | 5 | YES
C | CARDIOCIRCULATORY SYSTEM DEVICES | C04010202 | CORONARY ARTERY THERAPEUTIC GUIDEWIRES, NON-HYDROPHILIC | 5 | YES
C | CARDIOCIRCULATORY SYSTEM DEVICES | C04010299 | CORONARY ARTERY THERAPEUTIC GUIDEWIRES - OTHER | 5 | YES
C | CARDIOCIRCULATORY SYSTEM DEVICES | C0402 | PERIPHERAL VASCULAR GUIDEWIRES | 3 | NO
C | CARDIOCIRCULATORY SYSTEM DEVICES | C040201 | PERIPHERAL VASCULAR DIAGNOSTIC GUIDEWIRES | 4 | NO
C | CARDIOCIRCULATORY SYSTEM DEVICES | C04020101 | PERIPHERAL VASCULAR DIAGNOSTIC GUIDEWIRES, HYDROPHILIC | 5 | YES
C | CARDIOCIRCULATORY SYSTEM DEVICES | C04020102 | PERIPHERAL VASCULAR DIAGNOSTIC GUIDEWIRES, NON-HYDROPHILIC | 5 | YES
C | CARDIOCIRCULATORY SYSTEM DEVICES | C04020199 | PERIPHERAL VASCULAR DIAGNOSTIC GUIDEWIRES- OTHER | 5 | YES
C | CARDIOCIRCULATORY SYSTEM DEVICES | C040202 | PERIPHERAL VASCULAR THERAPEUTIC GUIDEWIRES | 4 | NO
C | CARDIOCIRCULATORY SYSTEM DEVICES | C04020201 | PERIPHERAL VASCULAR THERAPEUTIC GUIDEWIRES, HYDROPHILIC | 5 | YES
C | CARDIOCIRCULATORY SYSTEM DEVICES | C04020202 | PERIPHERAL VASCULAR THERAPEUTIC GUIDEWIRES, NON-HYDROPHILIC | 5 | YES
C | CARDIOCIRCULATORY SYSTEM DEVICES | C04020299 | PERIPHERAL VASCULAR GUIDEWIRES, THERAPEUTICAL - OTHER | 5 | YES
C | CARDIOCIRCULATORY SYSTEM DEVICES | C0403 | CORONARY AND PERIPHERAL VASCULAR GUIDE WIRES | 3 | NO
C | CARDIOCIRCULATORY SYSTEM DEVICES | C040301 | DIAGNOSTIC CORONARY AND PERIPHERAL VASCULAR GUIDE WIRES | 4 | NO
C | CARDIOCIRCULATORY SYSTEM DEVICES | C04030101 | DIAGNOSTIC CORONARY AND PERIPHERAL VASCULAR GUIDE WIRES, HYDROPHILIC | 5 | YES
C | CARDIOCIRCULATORY SYSTEM DEVICES | C04030102 | DIAGNOSTIC CORONARY AND PERIPHERAL VASCULAR GUIDE WIRES, NON-HYDROPHILIC | 5 | YES
C | CARDIOCIRCULATORY SYSTEM DEVICES | C04030199 | DIAGNOSTIC CORONARY AND PERIPHERAL VASCULAR GUIDE WIRES - OTHER | 5 | YES
C | CARDIOCIRCULATORY SYSTEM DEVICES | C040302 | INTERVENTIONAL CORONARY AND PERIPHERAL VASCULAR GUIDE WIRES | 4 | NO
C | CARDIOCIRCULATORY SYSTEM DEVICES | C04030201 | INTERVENTIONAL CORONARY AND PERIPHERAL VASCULAR GUIDE WIRES, HYDROPHILIC | 5 | YES
C | CARDIOCIRCULATORY SYSTEM DEVICES | C04030202 | INTERVENTIONAL CORONARY AND PERIPHERAL VASCULAR GUIDE WIRES, NON-HYDROPHILIC | 5 | YES
C | CARDIOCIRCULATORY SYSTEM DEVICES | C04030299 | INTERVENTIONAL CORONARY AND PERIPHERAL VASCULAR GUIDE WIRES - OTHER | 5 | YES
C | CARDIOCIRCULATORY SYSTEM DEVICES | C0404 | NEUROVASCULAR GUIDEWIRES | 3 | NO
C | CARDIOCIRCULATORY SYSTEM DEVICES | C040401 | NEUROVASCULAR DIAGNOSTIC GUIDEWIRES | 4 | NO
C | CARDIOCIRCULATORY SYSTEM DEVICES | C04040101 | NEUROVASCULAR DIAGNOSTIC GUIDEWIRES, HYDROPHILIC | 5 | YES
C | CARDIOCIRCULATORY SYSTEM DEVICES | C04040102 | NEUROVASCULAR DIAGNOSTIC GUIDEWIRES, NON-HYDROPHILIC | 5 | YES
C | CARDIOCIRCULATORY SYSTEM DEVICES | C04040199 | NEUROVASCULAR DIAGNOSTIC GUIDEWIRES - OTHER | 5 | YES
C | CARDIOCIRCULATORY SYSTEM DEVICES | C040402 | NEUROVASCULAR THERAPEUTIC GUIDEWIRES | 4 | NO
C | CARDIOCIRCULATORY SYSTEM DEVICES | C04040201 | NEUROVASCULAR THERAPEUTIC GUIDEWIRES, HYDROPHILIC | 5 | YES
C | CARDIOCIRCULATORY SYSTEM DEVICES | C04040202 | NEUROVASCULAR THERAPEUTIC GUIDEWIRES, NON-HYDROPHILIC | 5 | YES
C | CARDIOCIRCULATORY SYSTEM DEVICES | C04040299 | NEUROVASCULAR THERAPEUTIC GUIDEWIRES - OTHER | 5 | YES
C | CARDIOCIRCULATORY SYSTEM DEVICES | C0480 | CARDIOVASCULAR GUIDEWIRES - ACCESSORIES | 3 | YES
C | CARDIOCIRCULATORY SYSTEM DEVICES | C0499 | CARDIOVASCULAR GUIDEWIRES - OTHER | 3 | YES
C | CARDIOCIRCULATORY SYSTEM DEVICES | C05 | CARDIOVASCULAR INTRODUCER SHEATHS | 2 | NO
C | CARDIOCIRCULATORY SYSTEM DEVICES | C0501 | CARDIOVASCULAR INTRODUCER SHEATHS, NON-VALVED | 3 | YES
C | CARDIOCIRCULATORY SYSTEM DEVICES | C0502 | CARDIOVASCULAR INTRODUCER SHEATHS, VALVED | 3 | YES
C | CARDIOCIRCULATORY SYSTEM DEVICES | C0503 | CARDIOVASCULAR INTRODUCER SHEATHS, PEEL-AWAY | 3 | YES
C | CARDIOCIRCULATORY SYSTEM DEVICES | C0504 | ARTERIAL INTRODUCTION SETS | 3 | YES
C | CARDIOCIRCULATORY SYSTEM DEVICES | C0580 | CARDIOVASCULAR INTRODUCER SHEATHS - ACCESSORIES | 3 | NO
C | CARDIOCIRCULATORY SYSTEM DEVICES | C058001 | ADAPTERS AND CONNECTORS FOR CARDIOVASCULAR INTRODUCERS | 4 | YES
C | CARDIOCIRCULATORY SYSTEM DEVICES | C058099 | CARDIOCIRCULATORY SYSTEM INTRODUCERS - ACCESSORIES NOT INCLUDED IN OTHER CLASSES | 4 | YES
C | CARDIOCIRCULATORY SYSTEM DEVICES | C0599 | CARDIOVASCULAR INTRODUCER SHEATHS - OTHER | 3 | YES
C | CARDIOCIRCULATORY SYSTEM DEVICES | C06 | CARDIOVASCULAR SURGERY INSTRUMENTS, SINGLE-USE | 2 | NO
C | CARDIOCIRCULATORY SYSTEM DEVICES | C0601 | CARDIOVASCULAR SURGERY INSTRUMENT KITS NOT INCLUDED IN OTHER CLASSES, SINGLE-USE | 3 | YES
C | CARDIOCIRCULATORY SYSTEM DEVICES | C0602 | CARDIOVASCULAR SURGERY DILATORS, SINGLE-USE | 3 | YES
C | CARDIOCIRCULATORY SYSTEM DEVICES | C0603 | CARDIOVASCULAR SURGERY FORCEPS, SINGLE-USE | 3 | YES
C | CARDIOCIRCULATORY SYSTEM DEVICES | C0699 | CARDIOVASCULAR SURGERY INSTRUMENTS, SINGLE-USE - OTHER | 3 | YES
C | CARDIOCIRCULATORY SYSTEM DEVICES | C90 | CARDIOCIRCULATORY DEVICES - VARIOUS | 2 | NO
C | CARDIOCIRCULATORY SYSTEM DEVICES | C9001 | HAEMOSTASIS VALVES AND SYSTEMS | 3 | NO
C | CARDIOCIRCULATORY SYSTEM DEVICES | C900101 | HAEMOSTASIS VALVES | 4 | YES
C | CARDIOCIRCULATORY SYSTEM DEVICES | C900102 | HAEMOSTASIS ADAPTORS | 4 | YES
C | CARDIOCIRCULATORY SYSTEM DEVICES | C900103 | PERCUTANEOUS ARTERIAL ACCESS HAEMOSTASIS SYSTEMS | 4 | NO
C | CARDIOCIRCULATORY SYSTEM DEVICES | C90010301 | HAEMOSTASIS MECHANICAL SYSTEMS (INCLUDING SINGLE-USE TOURNIQUETS) | 5 | YES
C | CARDIOCIRCULATORY SYSTEM DEVICES | C90010302 | COLLAGEN-BASED HAEMOSTASIS SYSTEMS | 5 | YES
C | CARDIOCIRCULATORY SYSTEM DEVICES | C90010303 | HAEMOSTASIS SYSTEMS WITH SUTURE OR CLIP SYSTEMS | 5 | YES
C | CARDIOCIRCULATORY SYSTEM DEVICES | C90010399 | PERCUTANEOUS ARTERIAL ACCESS HAEMOSTASIS SYSTEMS - OTHER | 5 | YES
C | CARDIOCIRCULATORY SYSTEM DEVICES | C900180 | HAEMOSTASIS SYSTEMS - ACCESSORIES | 4 | YES
C | CARDIOCIRCULATORY SYSTEM DEVICES | C900199 | HAEMOSTASIS SYSTEMS - OTHER | 4 | YES
C | CARDIOCIRCULATORY SYSTEM DEVICES | C9002 | VASCULAR AND FASCIAL DILATORS | 3 | YES
C | CARDIOCIRCULATORY SYSTEM DEVICES | C9003 | CARDIOVASCULAR SENSORS | 3 | NO
C | CARDIOCIRCULATORY SYSTEM DEVICES | C900301 | PULSE OXIMETER SENSORS | 4 | YES
C | CARDIOCIRCULATORY SYSTEM DEVICES | C900399 | CARDIOVASCULAR SENSORS - OTHER | 4 | YES
C | CARDIOCIRCULATORY SYSTEM DEVICES | C9005 | PHONENDOSCOPES AND STETHOSCOPES | 3 | YES
C | CARDIOCIRCULATORY SYSTEM DEVICES | C9006 | ANEROID SPHYGMOMANOMETERS | 3 | YES
C | CARDIOCIRCULATORY SYSTEM DEVICES | C9080 | CARDIOCIRCULATORY SYSTEM DEVICES - ACCESSORIES NOT INCLUDED IN OTHER CLASSES | 3 | YES
C | CARDIOCIRCULATORY SYSTEM DEVICES | C99 | CARDIOCIRCULATORY DEVICES - OTHER | 2 | YES
D | DISINFECTANTS, ANTISEPTICS, STERILISING AGENTS AND DETERGENTS FOR MEDICAL DEVICES | D | DISINFECTANTS, ANTISEPTICS, STERILISING AGENTS AND DETERGENTS FOR MEDICAL DEVICES | 1 | NO
D | DISINFECTANTS, ANTISEPTICS, STERILISING AGENTS AND DETERGENTS FOR MEDICAL DEVICES | D01 | ALDEHYDES FOR THE DISINFECTION OF MEDICAL DEVICES | 2 | NO
D | DISINFECTANTS, ANTISEPTICS, STERILISING AGENTS AND DETERGENTS FOR MEDICAL DEVICES | D0101 | GLUTARALDEHYDE AND ASSOCIATES FOR THE DISINFECTION OF MEDICAL DEVICES | 3 | NO
D | DISINFECTANTS, ANTISEPTICS, STERILISING AGENTS AND DETERGENTS FOR MEDICAL DEVICES | D010101 | GLUTARALDEHYDE FOR THE DISINFECTION OF MEDICAL DEVICES | 4 | NO
D | DISINFECTANTS, ANTISEPTICS, STERILISING AGENTS AND DETERGENTS FOR MEDICAL DEVICES | D01010101 | GLUTARALDEHYDE, BASIC SOLUTION FOR THE DISINFECTION OF MEDICAL DEVICES | 5 | YES
D | DISINFECTANTS, ANTISEPTICS, STERILISING AGENTS AND DETERGENTS FOR MEDICAL DEVICES | D01010102 | GLUTARALDEHYDE, ACIDIC SOLUTION FOR THE DISINFECTION OF MEDICAL DEVICES | 5 | YES
D | DISINFECTANTS, ANTISEPTICS, STERILISING AGENTS AND DETERGENTS FOR MEDICAL DEVICES | D01010103 | GLUTARALDEHYDE, NEUTRAL SOLUTION FOR THE DISINFECTION OF MEDICAL DEVICES | 5 | YES
D | DISINFECTANTS, ANTISEPTICS, STERILISING AGENTS AND DETERGENTS FOR MEDICAL DEVICES | D010102 | GLUTARALDEHYDE AND POLYPHENOLS FOR THE DISINFECTION OF MEDICAL DEVICES | 4 | NO
D | DISINFECTANTS, ANTISEPTICS, STERILISING AGENTS AND DETERGENTS FOR MEDICAL DEVICES | D01010201 | GLUTARALDEHYDE AND POLYPHENOLS, SOLUTION FOR THE DISINFECTION OF MEDICAL DEVICES | 5 | YES
D | DISINFECTANTS, ANTISEPTICS, STERILISING AGENTS AND DETERGENTS FOR MEDICAL DEVICES | D010103 | ORTHOPHTALALDEHYDE FOR THE DISINFECTION OF MEDICAL DEVICES | 4 | YES
D | DISINFECTANTS, ANTISEPTICS, STERILISING AGENTS AND DETERGENTS FOR MEDICAL DEVICES | D010199 | ASSOCIATED GLUTARALDEHYDE FOR THE DISINFECTION OF MEDICAL DEVICES - OTHER | 4 | YES
D | DISINFECTANTS, ANTISEPTICS, STERILISING AGENTS AND DETERGENTS FOR MEDICAL DEVICES | D0199 | ALDEHYDES FOR THE DISINFECTION OF MEDICAL DEVICES - OTHER | 3 | YES
D | DISINFECTANTS, ANTISEPTICS, STERILISING AGENTS AND DETERGENTS FOR MEDICAL DEVICES | D02 | BIGUANIDES FOR THE DISINFECTION OF MEDICAL DEVICES | 2 | NO
D | DISINFECTANTS, ANTISEPTICS, STERILISING AGENTS AND DETERGENTS FOR MEDICAL DEVICES | D0201 | CHLORHEXIDINE AND ASSOCIATES FOR THE DISINFECTION OF MEDICAL DEVICES | 3 | NO
D | DISINFECTANTS, ANTISEPTICS, STERILISING AGENTS AND DETERGENTS FOR MEDICAL DEVICES | D020101 | CHLORHEXIDINE FOR THE DISINFECTION OF MEDICAL DEVICES | 4 | NO
D | DISINFECTANTS, ANTISEPTICS, STERILISING AGENTS AND DETERGENTS FOR MEDICAL DEVICES | D02010101 | CHLORHEXIDINE, AQUEOUS SOLUTION FOR THE DISINFECTION OF MEDICAL DEVICES | 5 | YES
D | DISINFECTANTS, ANTISEPTICS, STERILISING AGENTS AND DETERGENTS FOR MEDICAL DEVICES | D02010102 | CHLORHEXIDINE, HYDROALCOHOLIC SOLUTION FOR THE DISINFECTION OF MEDICAL DEVICES | 5 | YES
D | DISINFECTANTS, ANTISEPTICS, STERILISING AGENTS AND DETERGENTS FOR MEDICAL DEVICES | D02010199 | CHLORHEXIDINE FOR THE DISINFECTION OF MEDICAL DEVICES - OTHER | 5 | YES
D | DISINFECTANTS, ANTISEPTICS, STERILISING AGENTS AND DETERGENTS FOR MEDICAL DEVICES | D020102 | CHLORHEXIDINE WITH DETERGENT FOR THE DISINFECTION OF MEDICAL DEVICES | 4 | YES
D | DISINFECTANTS, ANTISEPTICS, STERILISING AGENTS AND DETERGENTS FOR MEDICAL DEVICES | D020199 | CHLORHEXIDINE IN ASSOCIATION FOR THE DISINFECTION OF MEDICAL DEVICES - OTHER | 4 | YES
D | DISINFECTANTS, ANTISEPTICS, STERILISING AGENTS AND DETERGENTS FOR MEDICAL DEVICES | D0299 | BIGUANIDES FOR THE DISINFECTION OF MEDICAL DEVICES - OTHER | 3 | YES
D | DISINFECTANTS, ANTISEPTICS, STERILISING AGENTS AND DETERGENTS FOR MEDICAL DEVICES | D03 | CHLORINE DERIVATIVES FOR THE DISINFECTION OF MEDICAL DEVICES | 2 | NO
D | DISINFECTANTS, ANTISEPTICS, STERILISING AGENTS AND DETERGENTS FOR MEDICAL DEVICES | D0301 | HYPOCHLORITES AND ASSOCIATES FOR THE DISINFECTION OF MEDICAL DEVICES | 3 | NO
D | DISINFECTANTS, ANTISEPTICS, STERILISING AGENTS AND DETERGENTS FOR MEDICAL DEVICES | D030101 | HYPOCHLORITE FOR THE DISINFECTION OF MEDICAL DEVICES | 4 | NO
D | DISINFECTANTS, ANTISEPTICS, STERILISING AGENTS AND DETERGENTS FOR MEDICAL DEVICES | D03010101 | HYPOCHLORITE, AQUEOUS SOLUTION FOR THE DISINFECTION OF MEDICAL DEVICES | 5 | YES
D | DISINFECTANTS, ANTISEPTICS, STERILISING AGENTS AND DETERGENTS FOR MEDICAL DEVICES | D03010102 | HYPOCHLORITE, HYDROALCOHOLIC SOLUTION FOR THE DISINFECTION OF MEDICAL DEVICES | 5 | YES
D | DISINFECTANTS, ANTISEPTICS, STERILISING AGENTS AND DETERGENTS FOR MEDICAL DEVICES | D03010199 | HYPOCHLORITE FOR THE DISINFECTION OF MEDICAL DEVICES - OTHER | 5 | YES
D | DISINFECTANTS, ANTISEPTICS, STERILISING AGENTS AND DETERGENTS FOR MEDICAL DEVICES | D030102 | HYPOCHLORITE WITH DETERGENT FOR THE DISINFECTION OF MEDICAL DEVICES | 4 | YES
D | DISINFECTANTS, ANTISEPTICS, STERILISING AGENTS AND DETERGENTS FOR MEDICAL DEVICES | D030103 | HYPOCHLORITE WITH DISINCRUSTANTS FOR THE DISINFECTION OF MEDICAL DEVICES | 4 | YES
D | DISINFECTANTS, ANTISEPTICS, STERILISING AGENTS AND DETERGENTS FOR MEDICAL DEVICES | D030199 | ASSOCIATED HYPOCHLORITES FOR THE DISINFECTION OF MEDICAL DEVICES - OTHER | 4 | YES
D | DISINFECTANTS, ANTISEPTICS, STERILISING AGENTS AND DETERGENTS FOR MEDICAL DEVICES | D0302 | DICHLOROISOCYANURATES FOR THE DISINFECTION OF MEDICAL DEVICES | 3 | YES
D | DISINFECTANTS, ANTISEPTICS, STERILISING AGENTS AND DETERGENTS FOR MEDICAL DEVICES | D0303 | SODIUM CHLORITES AND ASSOCIATES FOR THE DISINFECTION OF MEDICAL DEVICES | 3 | NO
D | DISINFECTANTS, ANTISEPTICS, STERILISING AGENTS AND DETERGENTS FOR MEDICAL DEVICES | D030301 | SODIUM CHLORITE AND LACTIC ACID FOR THE DISINFECTION OF MEDICAL DEVICES | 4 | YES
D | DISINFECTANTS, ANTISEPTICS, STERILISING AGENTS AND DETERGENTS FOR MEDICAL DEVICES | D030302 | SODIUM CHLORITE FOR THE DISINFECTION OF MEDICAL DEVICES | 4 | YES
D | DISINFECTANTS, ANTISEPTICS, STERILISING AGENTS AND DETERGENTS FOR MEDICAL DEVICES | D030399 | ASSOCIATED SODIUM CHLORITES FOR THE DISINFECTION OF MEDICAL DEVICES - OTHER | 4 | YES
D | DISINFECTANTS, ANTISEPTICS, STERILISING AGENTS AND DETERGENTS FOR MEDICAL DEVICES | D0399 | CHLORINE DERIVATIVES FOR THE DISINFECTION OF MEDICAL DEVICES - OTHER | 3 | YES
D | DISINFECTANTS, ANTISEPTICS, STERILISING AGENTS AND DETERGENTS FOR MEDICAL DEVICES | D05 | OXYGEN PRODUCERS FOR DISINFECTION OF MEDICAL DEVICES | 2 | NO
D | DISINFECTANTS, ANTISEPTICS, STERILISING AGENTS AND DETERGENTS FOR MEDICAL DEVICES | D0501 | PERACETIC ACID AND ASSOCIATES FOR THE DISINFECTION OF MEDICAL DEVICES | 3 | NO
D | DISINFECTANTS, ANTISEPTICS, STERILISING AGENTS AND DETERGENTS FOR MEDICAL DEVICES | D050101 | PERACETIC AND ACETIC ACID WITH HYDROGEN PEROXIDE FOR THE DISINFECTION OF MEDICAL DEVICES | 4 | YES
D | DISINFECTANTS, ANTISEPTICS, STERILISING AGENTS AND DETERGENTS FOR MEDICAL DEVICES | D050102 | PERACETIC ACID AND ADAMANTAN DERIVATIVES FOR THE DISINFECTION OF MEDICAL DEVICES | 4 | YES
D | DISINFECTANTS, ANTISEPTICS, STERILISING AGENTS AND DETERGENTS FOR MEDICAL DEVICES | D050103 | PERACETIC ACID FOR THE DISINFECTION OF MEDICAL DEVICES | 4 | YES
D | DISINFECTANTS, ANTISEPTICS, STERILISING AGENTS AND DETERGENTS FOR MEDICAL DEVICES | D050199 | ASSOCIATED PERACETIC ACID FOR THE DISINFECTION OF MEDICAL DEVICES - OTHER | 4 | YES
D | DISINFECTANTS, ANTISEPTICS, STERILISING AGENTS AND DETERGENTS FOR MEDICAL DEVICES | D0502 | HYDROGEN PEROXIDE FOR DISINFECTION OF MEDICAL DEVICES | 3 | YES
D | DISINFECTANTS, ANTISEPTICS, STERILISING AGENTS AND DETERGENTS FOR MEDICAL DEVICES | D0599 | OXYGEN PRODUCERS FOR DISINFECTION OF MEDICAL DEVICES - OTHER | 3 | YES
D | DISINFECTANTS, ANTISEPTICS, STERILISING AGENTS AND DETERGENTS FOR MEDICAL DEVICES | D06 | PHENOLS FOR DISINFECTION OF MEDICAL DEVICES | 2 | NO
D | DISINFECTANTS, ANTISEPTICS, STERILISING AGENTS AND DETERGENTS FOR MEDICAL DEVICES | D0601 | POLYPHENOLS AND ASSOCIATES FOR THE DISINFECTION OF MEDICAL DEVICES | 3 | NO
D | DISINFECTANTS, ANTISEPTICS, STERILISING AGENTS AND DETERGENTS FOR MEDICAL DEVICES | D060101 | POLYPHENOLS | 4 | NO
D | DISINFECTANTS, ANTISEPTICS, STERILISING AGENTS AND DETERGENTS FOR MEDICAL DEVICES | D06010101 | POLYPHENOLS, AQUEOUS SOLUTION FOR THE DISINFECTION OF MEDICAL DEVICES | 5 | YES
D | DISINFECTANTS, ANTISEPTICS, STERILISING AGENTS AND DETERGENTS FOR MEDICAL DEVICES | D06010199 | POLYPHENOLS FOR THE DISINFECTION OF MEDICAL DEVICES - OTHER | 5 | YES
D | DISINFECTANTS, ANTISEPTICS, STERILISING AGENTS AND DETERGENTS FOR MEDICAL DEVICES | D060102 | POLYPHENOLS WITH DETERGENTS FOR THE DISINFECTION OF MEDICAL DEVICES | 4 | YES
D | DISINFECTANTS, ANTISEPTICS, STERILISING AGENTS AND DETERGENTS FOR MEDICAL DEVICES | D060199 | ASSOCIATED POLYPHENOLS FOR THE DISINFECTION OF MEDICAL DEVICES - OTHER | 4 | YES
D | DISINFECTANTS, ANTISEPTICS, STERILISING AGENTS AND DETERGENTS FOR MEDICAL DEVICES | D0699 | PHENOLS FOR THE DISINFECTION OF MEDICAL DEVICES - OTHER | 3 | YES
D | DISINFECTANTS, ANTISEPTICS, STERILISING AGENTS AND DETERGENTS FOR MEDICAL DEVICES | D07 | ALCOHOLS FOR THE DISINFECTION OF MEDICAL DEVICES | 2 | NO
D | DISINFECTANTS, ANTISEPTICS, STERILISING AGENTS AND DETERGENTS FOR MEDICAL DEVICES | D0701 | ETHANOL FOR THE DISINFECTION OF MEDICAL DEVICES | 3 | YES
D | DISINFECTANTS, ANTISEPTICS, STERILISING AGENTS AND DETERGENTS FOR MEDICAL DEVICES | D0702 | ISOPROPYL ALCOHOL FOR THE DISINFECTION OF MEDICAL DEVICES | 3 | YES
D | DISINFECTANTS, ANTISEPTICS, STERILISING AGENTS AND DETERGENTS FOR MEDICAL DEVICES | D0799 | ALCOHOLS FOR THE DISINFECTION OF MEDICAL DEVICES - OTHER | 3 | YES
D | DISINFECTANTS, ANTISEPTICS, STERILISING AGENTS AND DETERGENTS FOR MEDICAL DEVICES | D08 | DETERGENTS FOR MEDICAL DEVICES | 2 | NO
D | DISINFECTANTS, ANTISEPTICS, STERILISING AGENTS AND DETERGENTS FOR MEDICAL DEVICES | D0801 | ENZYMATIC DETERGENTS FOR MEDICAL DEVICES | 3 | YES
D | DISINFECTANTS, ANTISEPTICS, STERILISING AGENTS AND DETERGENTS FOR MEDICAL DEVICES | D0899 | DETERGENTS FOR MEDICAL DEVICES - OTHER | 3 | YES
D | DISINFECTANTS, ANTISEPTICS, STERILISING AGENTS AND DETERGENTS FOR MEDICAL DEVICES | D09 | AMMONIUM SALTS AND ASSOCIATES FOR THE DISINFECTION OF MEDICAL DEVICES | 2 | NO
D | DISINFECTANTS, ANTISEPTICS, STERILISING AGENTS AND DETERGENTS FOR MEDICAL DEVICES | D0901 | AMMONIUM SALTS FOR THE DISINFECTION OF MEDICAL DEVICES | 3 | YES
D | DISINFECTANTS, ANTISEPTICS, STERILISING AGENTS AND DETERGENTS FOR MEDICAL DEVICES | D0902 | ASSOCIATED AMMONIUM SALTS FOR THE DISINFECTION OF MEDICAL DEVICES | 3 | YES
D | DISINFECTANTS, ANTISEPTICS, STERILISING AGENTS AND DETERGENTS FOR MEDICAL DEVICES | D99 | DISINFECTANTS, ANTISEPTICS, STERILISING AGENTS AND DETERGENTS FOR MEDICAL DEVICES - OTHER | 2 | YES
F | DIALYSIS DEVICES | F | DIALYSIS DEVICES | 1 | NO
F | DIALYSIS DEVICES | F01 | DIALYSIS FILTERS | 2 | NO
F | DIALYSIS DEVICES | F0106 | HAEMODIALYSIS, HAEMOFILTRATION, HAEMODIAFILTRATION FILTERS | 3 | NO
F | DIALYSIS DEVICES | F010601 | DIALYSERS - UFC < 18 ml/h/mmHg | 4 | NO
F | DIALYSIS DEVICES | F01060101 | DIALYSERS - UFC < 18 ml/h/mmHg, CELLULOSE MEMBRANES | 5 | YES
F | DIALYSIS DEVICES | F01060102 | DIALYSERS - UFC < 18 ml/h/mmHg, SUBSTITUTED CELLULOSE MEMBRANES | 5 | YES
F | DIALYSIS DEVICES | F01060103 | DIALYSERS - UFC < 18 ml/h/mmHg, SYNTHETIC MEMBRANES | 5 | YES
F | DIALYSIS DEVICES | F01060199 | DIALYSERS - UFC < 18 ml/h/mmHg - OTHER | 5 | YES
F | DIALYSIS DEVICES | F010602 | DIALYSERS - UFC = 18 - 35 ml/h/mmHg | 4 | NO
F | DIALYSIS DEVICES | F01060201 | DIALYSERS - UFC = 18 - 35 ml/h/mmHg, CELLULOSE MEMBRANES | 5 | YES
F | DIALYSIS DEVICES | F01060202 | DIALYSERS - UFC = 18 - 35 ml/h/mmHg, SUBSTITUTED CELLULOSE MEMBRANES | 5 | YES
F | DIALYSIS DEVICES | F01060203 | DIALYSERS - UFC = 18 - 35 ml/h/mmHg, SYNTHETIC MEMBRANES | 5 | YES
F | DIALYSIS DEVICES | F01060299 | DIALYSERS - UFC = 18 - 35 ml/h/mmHg - OTHER | 5 | YES
F | DIALYSIS DEVICES | F010603 | DIALYSERS - UFC > 35 ml/h/mmHg | 4 | NO
F | DIALYSIS DEVICES | F01060301 | DIALYSERS - UFC > 35 ml/h/mmHg, CELLULOSE MEMBRANES | 5 | YES
F | DIALYSIS DEVICES | F01060302 | DIALYSERS - UFC > 35 ml/h/mmHg, SUBSTITUTED CELLULOSE MEMBRANES | 5 | YES
F | DIALYSIS DEVICES | F01060303 | DIALYSERS - UFC > 35 ml/h/mmHg, SYNTHETIC MEMBRANES | 5 | YES
F | DIALYSIS DEVICES | F01060399 | DIALYSERS - UFC > 35 ml/h/mmHg - OTHER | 5 | YES
F | DIALYSIS DEVICES | F010604 | DIALYSERS FOR SPECIAL HAEMODIAFILTRATION AND OTHER THERAPIES | 4 | YES
F | DIALYSIS DEVICES | F0107 | HAEMOPERFUSION FILTERS | 3 | NO
F | DIALYSIS DEVICES | F010701 | HAEMOPERFUSION CARBON FILTERS | 4 | YES
F | DIALYSIS DEVICES | F010702 | HAEMOPERFUSION RESIN FILTERS | 4 | YES
F | DIALYSIS DEVICES | F010799 | HAEMOPERFUSION FILTERS - OTHER | 4 | YES
F | DIALYSIS DEVICES | F0108 | ADSORPTION FILTERS AND COLUMNS | 3 | NO
F | DIALYSIS DEVICES | F010801 | IMMUNOADSORPTION FILTERS AND COLUMNS | 4 | NO
F | DIALYSIS DEVICES | F01080101 | IMMUNOADSORPTION FILTERS | 5 | YES
F | DIALYSIS DEVICES | F01080102 | IMMUNOADSORPTION COLUMNS | 5 | YES
F | DIALYSIS DEVICES | F010802 | ENDOTOXIN REMOVAL FILTERS AND COLUMNS | 4 | NO
F | DIALYSIS DEVICES | F01080201 | ENDOTOXIN REMOVAL FILTERS | 5 | YES
F | DIALYSIS DEVICES | F01080202 | ENDOTOXIN REMOVAL COLUMNS | 5 | YES
F | DIALYSIS DEVICES | F0109 | PERITONEAL DIALYSIS FILTERS | 3 | YES
F | DIALYSIS DEVICES | F0199 | HAEMODIALYSIS FILTERS - OTHER | 3 | YES
F | DIALYSIS DEVICES | F02 | DIALYSIS LINES | 2 | NO
F | DIALYSIS DEVICES | F0201 | ARTERIOVENOUS DIALYSIS LINES FOR HAEMODIALYSIS - HAEMOFILTRATION -HAEMODIAFILTRATION | 3 | NO
F | DIALYSIS DEVICES | F020101 | ARTERIOVENOUS DIALYSIS LINES, ONE NEEDLE | 4 | YES
F | DIALYSIS DEVICES | F020102 | ARTERIOVENOUS DIALYSIS LINES, TWO NEEDLES | 4 | YES
F | DIALYSIS DEVICES | F020104 | REINFUSION DIALYSIS LINES | 4 | YES
F | DIALYSIS DEVICES | F020180 | ARTERIOVENOUS DIALYSIS LINES FOR HAEMODIALYSIS - HAEMOFILTRATION -HAEMODIAFILTRATION - ACCESSORIES | 4 | YES
F | DIALYSIS DEVICES | F020199 | ARTERIOVENOUS DIALYSIS LINES FOR HAEMODIALYSIS - HAEMOFILTRATION -HAEMODIAFILTRATION - OTHER | 4 | YES
F | DIALYSIS DEVICES | F0202 | PERITONAEAL DIALYSIS LINES | 3 | NO
F | DIALYSIS DEVICES | F020201 | PERMANENT PERITONAEAL DIALYSIS LINES | 4 | NO
F | DIALYSIS DEVICES | F02020101 | PERMANENT PERITONAEAL DIALYSIS LINES, ONE BAG (CAPD) | 5 | YES
F | DIALYSIS DEVICES | F02020102 | PERMANENT PERITONAEAL DIALYSIS LINES, TWO BAGS (CAPD) | 5 | YES
F | DIALYSIS DEVICES | F02020199 | PERMANENT PERITONAEAL DIALYSIS LINES - OTHER | 5 | YES
F | DIALYSIS DEVICES | F020202 | TEMPORARY PERITONAEAL DIALYSIS LINES | 4 | NO
F | DIALYSIS DEVICES | F02020201 | TEMPORARY PERITONAEAL DIALYSIS LINES, GRAVITY (APD) | 5 | YES
F | DIALYSIS DEVICES | F02020202 | TEMPORARY PERITONAEAL DIALYSIS LINES, WITH PUMP (APD) | 5 | YES
F | DIALYSIS DEVICES | F02020299 | TEMPORARY PERITONAEAL DIALYSIS LINES - OTHER | 5 | YES
F | DIALYSIS DEVICES | F020280 | PERITONAEAL DIALYSIS LINES - ACCESSORIES | 4 | YES
F | DIALYSIS DEVICES | F020299 | PERITONAEAL DIALYSIS LINES - OTHER | 4 | YES
F | DIALYSIS DEVICES | F0299 | DIALYSIS LINES - OTHER | 3 | YES
F | DIALYSIS DEVICES | F03 | DIALYSIS KITS | 2 | NO
F | DIALYSIS DEVICES | F0301 | HAEMOFILTRATION-HAEMODIAFILTRATION KITS | 3 | YES
F | DIALYSIS DEVICES | F0302 | BIOFILTRATION KITS | 3 | YES
F | DIALYSIS DEVICES | F0303 | HAEMODIALYSIS KITS | 3 | YES
F | DIALYSIS DEVICES | F0304 | DIALYSIS WASHING/FILLING KITS | 3 | YES
F | DIALYSIS DEVICES | F0305 | HAEMOPERFUSION KITS | 3 | YES
F | DIALYSIS DEVICES | F0306 | CONTINUOUS DIALYSIS KITS | 3 | YES
F | DIALYSIS DEVICES | F0307 | ULTRAFILTRATION KITS | 3 | YES
F | DIALYSIS DEVICES | F0399 | DIALYSIS KITS - OTHER | 3 | YES
F | DIALYSIS DEVICES | F04 | DIALYSIS CONCENTRATES | 2 | NO
F | DIALYSIS DEVICES | F0401 | DIALYSIS CONCENTRATES, ACID SOLUTIONS | 3 | NO
F | DIALYSIS DEVICES | F040101 | DIALYSIS CONCENTRATES, ACID SOLUTIONS, NON-STERILE | 4 | YES
F | DIALYSIS DEVICES | F040102 | DIALYSIS CONCENTRATES, ACID SOLUTIONS, STERILE | 4 | YES
F | DIALYSIS DEVICES | F0402 | DIALYSIS CONCENTRATES, BASIC SOLUTIONS | 3 | NO
F | DIALYSIS DEVICES | F040201 | DIALYSIS CONCENTRATES, BASIC SOLUTIONS, POWDER | 4 | YES
F | DIALYSIS DEVICES | F040202 | DIALYSIS CONCENTRATES, BASIC SOLUTIONS, LIQUID | 4 | YES
F | DIALYSIS DEVICES | F0403 | DIALYSIS CONCENTRATES, WITHOUT ACETATE BUFFER | 3 | NO
F | DIALYSIS DEVICES | F040302 | DIALYSIS CONCENTRATES, WITHOUT ACETATE BUFFER - AFB | 4 | YES
F | DIALYSIS DEVICES | F040399 | DIALYSIS CONCENTRATES, WITHOUT ACETATE BUFFER FOR OTHER TREATMENTS | 4 | YES
F | DIALYSIS DEVICES | F0404 | DIALYSIS PROCEDURES, SALTS | 3 | YES
F | DIALYSIS DEVICES | F0499 | DIALYSIS CONCENTRATES - OTHER | 3 | YES
F | DIALYSIS DEVICES | F05 | DEVICES FOR MICRODIALYSIS OF SPECIFIC ORGANS | 2 | YES
F | DIALYSIS DEVICES | F90 | DIALYSIS DEVICES - VARIOUS | 2 | NO
F | DIALYSIS DEVICES | F9001 | PERITONAEAL DIALYSIS DEVICES (NOT INCLUDED IN OTHER GROUPS) | 3 | NO
F | DIALYSIS DEVICES | F900101 | PERITONEAL DIALYSIS CATHETERS AND KITS | 4 | YES
F | DIALYSIS DEVICES | F900199 | PERITONAEAL DIALYSIS - OTHER | 4 | YES
F | DIALYSIS DEVICES | F9002 | VASCULAR ACCESS DEVICES (ONLY FOR HAEMODIALYSIS) | 3 | NO
F | DIALYSIS DEVICES | F900201 | TEMPORARY HEMODIALYSIS CATHETERS AND KITS | 4 | YES
F | DIALYSIS DEVICES | F900202 | PERMANENT HEMODIALYSIS CATHETERS AND KITS | 4 | YES
F | DIALYSIS DEVICES | F900299 | VASCULAR ACCESS DEVICES (ONLY FOR HAEMODIALYSIS) - OTHER | 4 | YES
F | DIALYSIS DEVICES | F9003 | DIALYSIS ADAPTORS | 3 | NO
F | DIALYSIS DEVICES | F900301 | HAEMODIALYSIS ADAPTORS | 4 | YES
F | DIALYSIS DEVICES | F900302 | PERITONAEAL DIALYSIS ADAPTORS | 4 | YES
F | DIALYSIS DEVICES | F9004 | DIALYSATE COLLECTION AND REINFUSION BAGS | 3 | NO
F | DIALYSIS DEVICES | F900401 | DIALYSATE COLLECTION BAGS | 4 | NO
F | DIALYSIS DEVICES | F90040101 | HAEMODIALYSATE COLLECTION BAGS | 5 | YES
F | DIALYSIS DEVICES | F90040102 | PERITONAEAL DIALYSATE COLLECTION BAGS | 5 | YES
F | DIALYSIS DEVICES | F900402 | DIALYSATE REINFUSION BAGS | 4 | YES
F | DIALYSIS DEVICES | F9006 | DIALYTIC TREATMENT INSTRUMENTS, SINGLE-USE | 3 | YES
F | DIALYSIS DEVICES | F9080 | DIALYSIS DEVICES - OTHER ACCESSORIES | 3 | YES
F | DIALYSIS DEVICES | F9099 | DIALYSIS DEVICES - OTHER | 3 | YES
G | GASTROINTESTINAL DEVICES | G | GASTROINTESTINAL DEVICES | 1 | NO
G | GASTROINTESTINAL DEVICES | G01 | ORO-OESOPHAGEAL TUBES | 2 | NO
G | GASTROINTESTINAL DEVICES | G0101 | OESOPHAGEAL DILATION TUBES | 3 | NO
G | GASTROINTESTINAL DEVICES | G010101 | OESOPHAGEAL BOUGIES | 4 | YES
G | GASTROINTESTINAL DEVICES | G010102 | CARDIAS DILATATION TUBES | 4 | YES
G | GASTROINTESTINAL DEVICES | G010199 | OESOPHAGEAL DILATION TUBES - OTHER | 4 | YES
G | GASTROINTESTINAL DEVICES | G0102 | OESOPHAGEAL HAEMOSTASIS TUBES | 3 | NO
G | GASTROINTESTINAL DEVICES | G010201 | SENGSTAKEN TUBES | 4 | YES
G | GASTROINTESTINAL DEVICES | G010202 | LINTON-NACHLAS TUBES | 4 | YES
G | GASTROINTESTINAL DEVICES | G010299 | OESOPHAGEAL HAEMOSTASIS TUBES - OTHER | 4 | YES
G | GASTROINTESTINAL DEVICES | G0103 | ORO-OESOPHAGEAL DIAGNOSTIC TUBES | 3 | NO
G | GASTROINTESTINAL DEVICES | G010301 | OESOPHAGEAL PH-METRY, TUBES | 4 | YES
G | GASTROINTESTINAL DEVICES | G010302 | OESOPHAGEAL MANOMETRY, CATHETERS | 4 | YES
G | GASTROINTESTINAL DEVICES | G010303 | SIALOGRAPHY, CATHETERS | 4 | YES
G | GASTROINTESTINAL DEVICES | G010304 | TUBES FOR pH METRY AND OESOPHAGEAL IMPEDANCE ANALYSIS | 4 | YES
G | GASTROINTESTINAL DEVICES | G010305 | TUBES FOR OESOPHAGEAL pH METRY AND BILIARY REFLUX ASSESSMENT | 4 | YES
G | GASTROINTESTINAL DEVICES | G010399 | ORO-OESOPAGHEAL DIAGNOSTIC TUBES - OTHER | 4 | YES
G | GASTROINTESTINAL DEVICES | G0180 | ORO-OESOPHAGEAL TUBES - ACCESSORIES | 3 | YES
G | GASTROINTESTINAL DEVICES | G0199 | ORO-OESOPHAGEAL TUBES - OTHER | 3 | YES
G | GASTROINTESTINAL DEVICES | G02 | GASTROINTESTINAL TUBES AND SETS | 2 | NO
G | GASTROINTESTINAL DEVICES | G0201 | GASTRO-INTESTINAL LAVAGE TUBES AND SETS | 3 | NO
G | GASTROINTESTINAL DEVICES | G020101 | GASTRIC LAVAGE TUBES AND SETS | 4 | YES
G | GASTROINTESTINAL DEVICES | G020102 | INTESTINAL LAVAGE TUBES AND SETS | 4 | YES
G | GASTROINTESTINAL DEVICES | G020199 | GASTROINTESTINAL LAVAGE, TUBES AND SETS - OTHER | 4 | YES
G | GASTROINTESTINAL DEVICES | G0202 | GASTROINTESTINAL FEEDING/ASPIRATION TUBES | 3 | NO
G | GASTROINTESTINAL DEVICES | G020201 | NASOGASTRIC INTESTINAL TUBES | 4 | NO
G | GASTROINTESTINAL DEVICES | G02020101 | NASOGASTRIC TUBES | 5 | YES
G | GASTROINTESTINAL DEVICES | G02020102 | NASOJEJUNAL/NASODUODENAL TUBES | 5 | YES
G | GASTROINTESTINAL DEVICES | G02020199 | NASOGASTRIC INTESTINAL TUBES - OTHER | 5 | YES
G | GASTROINTESTINAL DEVICES | G020202 | GASTRO-JEJUNOSTOMY, TUBES AND SETS | 4 | NO
G | GASTROINTESTINAL DEVICES | G02020201 | GASTROSTOMY, TUBES AND SETS | 5 | YES
G | GASTROINTESTINAL DEVICES | G02020202 | JEJUNOSTOMY, TUBES AND SETS | 5 | YES
G | GASTROINTESTINAL DEVICES | G02020203 | ILEOSTOMY, TUBES AND SETS | 5 | YES
G | GASTROINTESTINAL DEVICES | G020299 | GASTROINTESTINAL FEEDING/ASPIRATION TUBES - OTHER | 4 | YES
G | GASTROINTESTINAL DEVICES | G0203 | EVACUATION TUBES | 3 | NO
G | GASTROINTESTINAL DEVICES | G020301 | RECTAL TUBES | 4 | YES
G | GASTROINTESTINAL DEVICES | G020399 | EVACUATION TUBES - OTHER | 4 | YES
G | GASTROINTESTINAL DEVICES | G0204 | GASTROINTESTINAL HAEMOSTASIS DEVICES | 3 | NO
G | GASTROINTESTINAL DEVICES | G020401 | HAEMORRHOID LIGATURE SETS | 4 | YES
G | GASTROINTESTINAL DEVICES | G020402 | HAEMORRHOID SCLEROTHERAPY DEVICES | 4 | YES
G | GASTROINTESTINAL DEVICES | G020499 | GASTROINTESTINAL HAEMOSTASIS DEVICES - OTHER | 4 | YES
G | GASTROINTESTINAL DEVICES | G0205 | DEVICES FOR THE SURGICAL OBESITY THERAPY | 3 | NO
G | GASTROINTESTINAL DEVICES | G020501 | GASTRIC BANDS | 4 | YES
G | GASTROINTESTINAL DEVICES | G020502 | GASTRIC CALIBRATION TUBES | 4 | YES
G | GASTROINTESTINAL DEVICES | G020503 | GASTRIC BAND SYSTEM ADJUSTMENT SETS | 4 | YES
G | GASTROINTESTINAL DEVICES | G020599 | DEVICES FOR THE SURGICAL THERAPY OF OBESITY - OTHER | 4 | YES
G | GASTROINTESTINAL DEVICES | G0206 | DEVICES FOR GASTROINTESTINAL DIAGNOSTIC PROCEDURES | 3 | NO
G | GASTROINTESTINAL DEVICES | G020601 | GASTROINTESTINAL DIAGNOSTIC PROCEDURE CATHETERS | 4 | NO
G | GASTROINTESTINAL DEVICES | G02060101 | DUODENOGRAPHY CATHETERS | 5 | YES
G | GASTROINTESTINAL DEVICES | G02060102 | CATHETERS FOR GASTRO-JEJUNAL MANOMETRY | 5 | YES
G | GASTROINTESTINAL DEVICES | G02060199 | CATHETERS FOR GASTRO-DUODENAL-DIGIUNAL DIAGNOSTICS - OTHER | 5 | YES
G | GASTROINTESTINAL DEVICES | G020602 | CATHETERS FOR BILIARY AND PANCREATIC DIAGNOSTIC PROCEDURES | 4 | NO
G | GASTROINTESTINAL DEVICES | G02060201 | OPEN SURGERY CHOLANGIOGRAPHY CATHETERS | 5 | YES
G | GASTROINTESTINAL DEVICES | G02060202 | BILIARY MANOMETRY CATHETERS | 5 | YES
G | GASTROINTESTINAL DEVICES | G02060299 | BILIARY AND PANCREATIC DIAGNOSTIC PROCEDURE CATHETERS - OTHER | 5 | YES
G | GASTROINTESTINAL DEVICES | G020603 | DEVICES FOR COLORECTAL DIAGNOSTIC PROCEDURES | 4 | NO
G | GASTROINTESTINAL DEVICES | G02060301 | ANOSCOPES | 5 | YES
G | GASTROINTESTINAL DEVICES | G02060302 | RIGID PROCTOSCOPES | 5 | YES
G | GASTROINTESTINAL DEVICES | G02060303 | BALLOON CATHETERS, BARIUM ENEMA | 5 | YES
G | GASTROINTESTINAL DEVICES | G02060304 | COLORECTAL INSUFFLATION TUBES | 5 | YES
G | GASTROINTESTINAL DEVICES | G02060305 | COLORECTAL MANOMETRY CATHETERS | 5 | YES
G | GASTROINTESTINAL DEVICES | G02060399 | DEVICES FOR COLORECTAL DIAGNOSTIC PROCEDURES - OTHER | 5 | YES
G | GASTROINTESTINAL DEVICES | G0280 | GASTROINTESTINAL TUBES - ACCESSORIES | 3 | YES
G | GASTROINTESTINAL DEVICES | G0299 | GASTROINTESTINAL TUBES - OTHER | 3 | YES
G | GASTROINTESTINAL DEVICES | G03 | GASTROINTESTINAL ENDOSCOPY DEVICES | 2 | NO
G | GASTROINTESTINAL DEVICES | G0301 | DEVICES FOR DILATION IN DIGESTIVE ENDOSCOPY | 3 | NO
G | GASTROINTESTINAL DEVICES | G030101 | GASTROINTESTINAL ENDOSCOPY, BALLOON CATHETERS | 4 | NO
G | GASTROINTESTINAL DEVICES | G03010101 | OESOPHAGEAL BALLOON CATHETERS | 5 | NO
G | GASTROINTESTINAL DEVICES | G0301010101 | OESOPHAGEAL BALLOON CATHETERS, LOW PRESSURE | 6 | YES
G | GASTROINTESTINAL DEVICES | G0301010102 | OESOPHAGEAL BALLOON CATHETERS, HIGH PRESSURE | 6 | YES
G | GASTROINTESTINAL DEVICES | G03010102 | ACHALASIA BALLOON CATHETERS | 5 | NO
G | GASTROINTESTINAL DEVICES | G0301010201 | ACHALASIA BALLOON CATHETERS, LOW PRESSURE | 6 | YES
G | GASTROINTESTINAL DEVICES | G0301010202 | ACHALASIA BALLOON CATHETERS, HIGH PRESSURE | 6 | YES
G | GASTROINTESTINAL DEVICES | G03010103 | PYLORIC BALLOON CATHETERS | 5 | NO
G | GASTROINTESTINAL DEVICES | G0301010301 | PYLORIC BALLOON CATHETERS, LOW PRESSURE | 6 | YES
G | GASTROINTESTINAL DEVICES | G0301010302 | PYLORIC BALLOON CATHETERS, HIGH PRESSURE | 6 | YES
G | GASTROINTESTINAL DEVICES | G03010104 | BILIARY BALLOON CATHETERS | 5 | NO
G | GASTROINTESTINAL DEVICES | G0301010401 | BILIARY BALLOON CATHETERS, LOW PRESSURE | 6 | YES
G | GASTROINTESTINAL DEVICES | G0301010402 | BILIARY BALLOON CATHETERS, HIGH PRESSURE | 6 | YES
G | GASTROINTESTINAL DEVICES | G03010105 | COLONIC BALLOON CATHETERS | 5 | NO
G | GASTROINTESTINAL DEVICES | G0301010501 | COLONIC BALLOON CATHETERS, LOW PRESSURE | 6 | YES
G | GASTROINTESTINAL DEVICES | G0301010502 | COLONIC BALLOON CATHETERS, HIGH PRESSURE | 6 | YES
G | GASTROINTESTINAL DEVICES | G03010199 | GASTROINTESTINAL ENDOSCOPY, BALLOON CATHETERS - OTHER | 5 | YES
G | GASTROINTESTINAL DEVICES | G030102 | DIGESTIVE ENDOSCOPY, PROGRESSIVE DILATORS | 4 | NO
G | GASTROINTESTINAL DEVICES | G03010201 | DIGESTIVE ENDOSCOPY, PROGRESSIVE RIGID DILATORS | 5 | YES
G | GASTROINTESTINAL DEVICES | G03010202 | DIGESTIVE ENDOSCOPY, PROGRESSIVE FLEXIBLE DILATORS | 5 | YES
G | GASTROINTESTINAL DEVICES | G0302 | DIGESTIVE ENDOSCOPY, HAEMOSTASIS DEVICES | 3 | NO
G | GASTROINTESTINAL DEVICES | G030201 | DIGESTIVE ENDOSCOPY, NEEDLES | 4 | NO
G | GASTROINTESTINAL DEVICES | G03020101 | DIGESTIVE ENDOSCOPY, SINGLE-LUMEN NEEDLES | 5 | YES
G | GASTROINTESTINAL DEVICES | G03020102 | DIGESTIVE ENDOSCOPY, MULTI-LUMEN NEEDLES | 5 | YES
G | GASTROINTESTINAL DEVICES | G030202 | DIGESTIVE ENDOSCOPY, HAEMOSTASIS CLIPS | 4 | YES
G | GASTROINTESTINAL DEVICES | G030203 | DIGESTIVE ENDOSCOPY, LIGATURE SYSTEMS | 4 | NO
G | GASTROINTESTINAL DEVICES | G03020301 | LIGATURE SYSTEMS, OESOPHAGEAL VARICES | 5 | YES
G | GASTROINTESTINAL DEVICES | G03020302 | DIGESTIVE LIGATURE DEVICES, POLYPS | 5 | YES
G | GASTROINTESTINAL DEVICES | G03020399 | DIGESTIVE ENDOSCOPY, LIGATURE SYSTEMS - OTHER | 5 | YES
G | GASTROINTESTINAL DEVICES | G030204 | DIGESTIVE ENDOSCOPY, THERMOCOAGULATION PROBES | 4 | YES
G | GASTROINTESTINAL DEVICES | G030299 | DIGESTIVE ENDOSCOPY, HAEMOSTASIS DEVICES - OTHER | 4 | YES
G | GASTROINTESTINAL DEVICES | G0303 | POLYPECTOMY DEVICES | 3 | NO
G | GASTROINTESTINAL DEVICES | G030301 | POLYPECTOMY SNARES | 4 | NO
G | GASTROINTESTINAL DEVICES | G03030101 | POLYPECTOMY SNARES, REVOLVING | 5 | YES
G | GASTROINTESTINAL DEVICES | G03030102 | POLYPECTOMY SNARES, NON-REVOLVING | 5 | YES
G | GASTROINTESTINAL DEVICES | G03030199 | POLYPECTOMY SNARES - OTHER | 5 | YES
G | GASTROINTESTINAL DEVICES | G030399 | POLYPECTOMY DEVICES - OTHER | 4 | YES
G | GASTROINTESTINAL DEVICES | G0304 | ENDOSCOPIC RETROGRADE CHOLANGIOPANCREATOGRAPHY (ERCP) AND SPHINCTEROTOMY DEVICES | 3 | NO
G | GASTROINTESTINAL DEVICES | G030401 | ERCP CANNULAS | 4 | NO
G | GASTROINTESTINAL DEVICES | G03040101 | ERCP CANNULAS, SINGLE-LUMEN | 5 | NO
G | GASTROINTESTINAL DEVICES | G0304010101 | ERCP CANNULAS, SINGLE-LUMEN, STANDARD TIP | 6 | YES
G | GASTROINTESTINAL DEVICES | G0304010102 | ERCP CANNULAS, SINGLE-LUMEN, CONICAL TIP | 6 | YES
G | GASTROINTESTINAL DEVICES | G0304010103 | ERCP CANNULAS, SINGLE-LUMEN, TAPERED TIP | 6 | YES
G | GASTROINTESTINAL DEVICES | G0304010104 | ERCP CANNULAS, SINGLE-LUMEN, CIRCULAR TIP | 6 | YES
G | GASTROINTESTINAL DEVICES | G0304010199 | ERCP CANNULAS, SINGLE-LUMEN - OTHER | 6 | YES
G | GASTROINTESTINAL DEVICES | G03040102 | ERCP CANNULAS, MULTI-LUMEN | 5 | NO
G | GASTROINTESTINAL DEVICES | G0304010201 | ERCP CANNULAS, MULTI-LUMEN, STANDARD TIP | 6 | YES
G | GASTROINTESTINAL DEVICES | G0304010202 | ERCP CANNULAS, MULTI-LUMEN, CONICAL TIP | 6 | YES
G | GASTROINTESTINAL DEVICES | G0304010203 | ERCP CANNULAS, MULTI-LUMEN, TAPERED TIP | 6 | YES
G | GASTROINTESTINAL DEVICES | G0304010204 | ERCP CANNULAS, MULTI-LUMEN, CIRCULAR TIP | 6 | YES
G | GASTROINTESTINAL DEVICES | G0304010299 | ERCP CANNULAS, MULTI-LUMEN - OTHER | 6 | YES
G | GASTROINTESTINAL DEVICES | G030402 | PAPILLOTOMES / SPHINCTEROTOMES | 4 | NO
G | GASTROINTESTINAL DEVICES | G03040201 | PAPILLOTOMES / SPHINCTEROTOMES, DOUBLE-LUMEN | 5 | YES
G | GASTROINTESTINAL DEVICES | G03040202 | PAPILLOTOMES / SPHINCTEROTOMES, TRIPLE (OR MORE) LUMEN | 5 | YES
G | GASTROINTESTINAL DEVICES | G03040299 | PAPILLOTOMES / SPHINCTEROTOMES - OTHER | 5 | YES
G | GASTROINTESTINAL DEVICES | G030403 | NASO-BILIARY-PANCREATIC TUBES | 4 | NO
G | GASTROINTESTINAL DEVICES | G03040301 | BILIARY TUBES | 5 | YES
G | GASTROINTESTINAL DEVICES | G03040302 | HEPATIC DUCT TUBES | 5 | YES
G | GASTROINTESTINAL DEVICES | G03040303 | PANCREATIC TUBES | 5 | YES
G | GASTROINTESTINAL DEVICES | G030499 | ERCP AND SPHINCTEROTOMY DEVICES - OTHER | 4 | YES
G | GASTROINTESTINAL DEVICES | G0305 | RETRIEVAL AND LITHOTRIPSY DEVICES (stones, polyps and foreign bodies) | 3 | NO
G | GASTROINTESTINAL DEVICES | G030501 | DIGESTIVE ENDOSCOPY, RETRIEVAL DEVICES | 4 | NO
G | GASTROINTESTINAL DEVICES | G03050101 | DIGESTIVE ENDOSCOPY, RETRIEVAL BALLOON DEVICES | 5 | YES
G | GASTROINTESTINAL DEVICES | G03050102 | DIGESTIVE ENDOSCOPY, RETRIEVAL BASKET DEVICES | 5 | NO
G | GASTROINTESTINAL DEVICES | G0305010201 | DIGESTIVE ENDOSCOPY, RETRIEVAL BASKET DEVICES, REVOLVING | 6 | YES
G | GASTROINTESTINAL DEVICES | G0305010202 | DIGESTIVE ENDOSCOPY, RETRIEVAL BASKET DEVICES, NON-REVOLVING | 6 | YES
G | GASTROINTESTINAL DEVICES | G03050103 | DIGESTIVE ENDOSCOPY, DEVICES FOR RECOVERY BY ASPIRATION | 5 | YES
G | GASTROINTESTINAL DEVICES | G03050199 | DIGESTIVE ENDOSCOPY, RETRIEVAL DEVICES - OTHER | 5 | YES
G | GASTROINTESTINAL DEVICES | G030502 | LITHOTRIPSY DEVICES | 4 | YES
G | GASTROINTESTINAL DEVICES | G0306 | DEVICES FOR THE NON-SURGICAL THERAPY OF OBESITY | 3 | NO
G | GASTROINTESTINAL DEVICES | G030601 | INTRAGASTRIC BALLOON SYSTEMS | 4 | YES
G | GASTROINTESTINAL DEVICES | G030602 | DEVICES FOR REMOVAL OF INTRAGASTRIC BALLOONS | 4 | YES
G | GASTROINTESTINAL DEVICES | G030603 | INTESTINAL COATING SYSTEMS FOR ABSORPTION REDUCTION | 4 | YES
G | GASTROINTESTINAL DEVICES | G030604 | DEVICES FOR REMOVAL OF INTESTINAL COATING SYSTEMS | 4 | YES
G | GASTROINTESTINAL DEVICES | G030699 | DEVICES FOR THE NON-SURGICAL TREATMENT OF OBESITY - OTHER | 4 | YES
G | GASTROINTESTINAL DEVICES | G0307 | GASTROINTESTINAL ENDOSCOPY, DIAGNOSTIC DEVICES | 3 | NO
G | GASTROINTESTINAL DEVICES | G030701 | GASTROINTESTINAL IMAGING DIAGNOSTIC DEVICES | 4 | YES
G | GASTROINTESTINAL DEVICES | G030702 | PH MONITORING DEVICES | 4 | YES
G | GASTROINTESTINAL DEVICES | G030703 | MARKERS FOR EVALUATION OF GASTROINTESTINAL PASSAGE | 4 | YES
G | GASTROINTESTINAL DEVICES | G030704 | COLON DYE SPRAYING CATHETERS | 4 | YES
G | GASTROINTESTINAL DEVICES | G030799 | GASTROINTESTINAL ENDOSCOPY, DIAGNOSTIC DEVICES - OTHER | 4 | YES
G | GASTROINTESTINAL DEVICES | G0308 | GASTROINTESTINAL ENDOSCOPY AND ECHOENDOSCOPY, SINGLE-USE INSTRUMENTS | 3 | NO
G | GASTROINTESTINAL DEVICES | G030801 | GASTROINTESTINAL ENDOSCOPY, FORCEPS, SINGLE-USE | 4 | NO
G | GASTROINTESTINAL DEVICES | G03080101 | GASTROINTESTINAL ENDOSCOPY, BIOPSY FORCEPS, SINGLE-USE | 5 | NO
G | GASTROINTESTINAL DEVICES | G0308010101 | GASTROINTESTINAL ENDOSCOPY, COLD BIOPSY FORCEPS, SINGLE-USE | 6 | YES
G | GASTROINTESTINAL DEVICES | G0308010102 | GASTROINTESTINAL ENDOSCOPY, HOT BIOPSY FORCEPS, SINGLE-USE | 6 | YES
G | GASTROINTESTINAL DEVICES | G03080102 | GASTROINTESTINAL ENDOSCOPY, EXTRACTION FORCEPS, SINGLE-USE | 5 | YES
G | GASTROINTESTINAL DEVICES | G03080199 | GASTROINTESTINAL ENDOSCOPY, FORCEPS, SINGLE-USE - OTHER | 5 | YES
G | GASTROINTESTINAL DEVICES | G030803 | GASTROINTESTINAL ENDOSCOPY AND ECHOENDOSCOPY, BRUSHES | 4 | NO
G | GASTROINTESTINAL DEVICES | G03080301 | GASTROINTESTINAL CYTOLOGY, BRUSHES | 5 | YES
G | GASTROINTESTINAL DEVICES | G03080399 | GASTROINTESTINAL ENDOSCOPY AND ECHOENDOSCOPY, BRUSHES - OTHER | 5 | YES
G | GASTROINTESTINAL DEVICES | G030804 | GASTROINTESTINAL ENDOSCOPY AND ECHOENDOSCOPY, BITE BLOCKS | 4 | YES
G | GASTROINTESTINAL DEVICES | G030805 | GASTROINTESTINAL ENDOSCOPIC TATTOOING SYSTEMS | 4 | YES
G | GASTROINTESTINAL DEVICES | G030899 | INSTRUMENTS FOR GASTRO-INTESTINAL ENDOSCOPY AND ECO-ENDOSCOPY, SINGLE-USE - OTHER | 4 | YES
G | GASTROINTESTINAL DEVICES | G0380 | DIGESTIVE ENDOSCOPY DEVICES - ACCESSORIES | 3 | YES
G | GASTROINTESTINAL DEVICES | G0399 | DIGESTIVE ENDOSCOPY DEVICES - OTHER | 3 | YES
G | GASTROINTESTINAL DEVICES | G04 | ORALLY ADMINISTERED GASTROINTESTINAL DEVICES | 2 | NO
G | GASTROINTESTINAL DEVICES | G0401 | ORALLY ADMINISTERED DEVICES FOR THE THERAPY OF GASTRO-INTESTINAL DISORDERS | 3 | YES
G | GASTROINTESTINAL DEVICES | G0402 | ORALLY ADMINISTERED DEVICES FOR APPETITE CONTROL AND REDUCTION OF INTESTINAL ABSORPTION | 3 | YES
G | GASTROINTESTINAL DEVICES | G0499 | ORALLY ADMINISTERED GASTROINTESTINAL DEVICES - OTHER | 3 | YES
G | GASTROINTESTINAL DEVICES | G05 | TOPICAL ANORECTAL ADMINISTERED GASTRO-INTESTINAL SYSTEM DEVICES | 2 | YES
G | GASTROINTESTINAL DEVICES | G06 | ANAL DILATORS | 2 | YES
G | GASTROINTESTINAL DEVICES | G99 | GASTROINTESTINAL DEVICES - OTHER | 2 | YES
H | SUTURE DEVICES | H | SUTURE DEVICES | 1 | NO
H | SUTURE DEVICES | H01 | SURGICAL SUTURES | 2 | NO
H | SUTURE DEVICES | H0101 | ABSORBABLE SUTURES | 3 | NO
H | SUTURE DEVICES | H0101010303 | POLIGLECAPRONE AND DERIVATIVES WITH ANTIBACTERIAL MONOFILAMENT | 6 | NO
H | SUTURE DEVICES | H010101030301 | POLIGLECAPRONE AND DERIVATIVES WITH ANTIBACTERIAL MONOFILAMENT WITH NEEDLE | 7 | YES
H | SUTURE DEVICES | H010101030302 | POLIGLECAPRONE AND DERIVATIVES WITH ANTIBACTERIAL MONOFILAMENT WITHOUT NEEDLE | 7 | YES
H | SUTURE DEVICES | H010101030303 | POLIGLECAPRONE AND DERIVATIVES WITH ANTIBACTERIAL MONOFILAMENT WITH NEEDLE FOR TISSUE TRACTION ("BARBED") | 7 | YES
H | SUTURE DEVICES | H0101010399 | SYNTHETIC RESORBABLE SUTURES WITH ANTIBACTERIAL MONOFILAMENT - OTHER | 6 | YES
H | SUTURE DEVICES | H01010104 | SYNTHETIC RESORBABLE SUTURES WITH ANTIBACTERIAL MULTIFILAMENT | 5 | NO
H | SUTURE DEVICES | H0101010401 | POLYGLYCOLIC ACID WITH ANTIBACTERIAL MULTIFILAMENT | 6 | NO
H | SUTURE DEVICES | H010101040101 | POLYGLYCOLIC ACID WITH ANTIBACTERIAL MULTIFILAMENT WITH NEEDLE | 7 | YES
H | SUTURE DEVICES | H010101040102 | POLYGLYCOLIC ACID WITH ANTIBACTERIAL MULTIFILAMENT WITHOUT NEEDLE | 7 | YES
H | SUTURE DEVICES | H0101010402 | POLYGLYCOLIC ACID WITH ANTIBACTERIAL MULTIFILAMENT WITH NEEDLE | 6 | NO
H | SUTURE DEVICES | H010101040201 | POLYGLYCOLIC ACID WITH LACTIC ACID WITH ANTIBACTERIAL MULTIFILAMENT WITH NEEDLE | 7 | YES
H | SUTURE DEVICES | H010101040202 | POLYGLYCOLIC AND LACTIC ACID WITH ANTIBACTERIAL MULTIFILAMENT WITHOUT NEEDLE | 7 | YES
H | SUTURE DEVICES | H0101010499 | SYNTHETIC RESORBABLE SUTURES WITH ANTIBACTERIAL MULTIFILAMENT - OTHER | 6 | YES
H | SUTURE DEVICES | H0102 | NON-ABSORBABLE SUTURES | 3 | NO
H | SUTURE DEVICES | H010201 | NON-ABSORBABLE SYNTHETIC SUTURES | 4 | NO
H | SUTURE DEVICES | H01020101 | MONOFILAMENT NON-ABSORBABLE SYNTHETIC SUTURES | 5 | NO
H | SUTURE DEVICES | H0102010101 | POLYAMIDE MONOFILAMENT | 6 | NO
H | SUTURE DEVICES | H010201010101 | POLYAMIDE MONOFILAMENT WITH NEEDLE | 7 | YES
H | SUTURE DEVICES | H010201010102 | POLYAMIDE MONOFILAMENT WITHOUT NEEDLE | 7 | YES
H | SUTURE DEVICES | H010201010103 | POLYAMIDE MONOFILAMENT WITH NEEDLE FOR TISSUE TRACTION ("BARBED") | 7 | YES
H | SUTURE DEVICES | H0102010102 | POLYESTER AND DERIVATIVES MONOFILAMENT | 6 | NO
H | SUTURE DEVICES | H010201010201 | POLYESTER AND DERIVATIVES MONOFILAMENT WITH NEEDLE | 7 | YES
H | SUTURE DEVICES | H010201010202 | POLYESTER AND DERIVATIVES MONOFILAMENT WITHOUT NEEDLE | 7 | YES
H | SUTURE DEVICES | H010201010203 | POLYESTER AND DERIVATIVES MONOFILAMENT WITH NEEDLE FOR TISSUE TRACTION ("BARBED") | 7 | YES
H | SUTURE DEVICES | H0102010103 | POLYETHERPOLYURETHANE MONOFILAMENT | 6 | NO
H | SUTURE DEVICES | H010201010301 | POLYETHERPOLYURETHANE MONOFILAMENT WITH NEEDLE | 7 | YES
H | SUTURE DEVICES | H010201010302 | POLYETHERPOLYURETHANE MONOFILAMENT WITHOUT NEEDLE | 7 | YES
H | SUTURE DEVICES | H0102010104 | POLYPROPYLENE MONOFILAMENT | 6 | NO
H | SUTURE DEVICES | H010201010401 | POLYPROPYLENE MONOFILAMENT WITH NEEDLE FOR OPEN SURGERY | 7 | YES
H | SUTURE DEVICES | H010201010402 | POLYPROPYLENE MONOFILAMENT WITH NEEDLE FOR VIDEO SURGERY | 7 | YES
H | SUTURE DEVICES | H010201010403 | POLYPROPYLENE MONOFILAMENT WITHOUT NEEDLE | 7 | YES
H | SUTURE DEVICES | H010201010404 | POLYPROPYLENE MONOFILAMENT WITH NEEDLE FOR TISSUE TRACTION ("BARBED") | 7 | YES
H | SUTURE DEVICES | H0102010105 | POLYTETRAFLUOROETHYLENE (PTFE) MONOFILAMENT | 6 | NO
H | SUTURE DEVICES | H010201010501 | POLYTETRAFLUOROETHYLENE (PTFE) MONOFILAMENT WITH NEEDLE | 7 | YES
H | SUTURE DEVICES | H010201010502 | POLYTETRAFLUOROETHYLENE (PTFE) MONOFILAMENT WITHOUT NEEDLE | 7 | YES
H | SUTURE DEVICES | H0102010106 | POLYVINYLIDENE FLUORIDE AND DERIVATIVES MONOFILAMENT | 6 | NO
H | SUTURE DEVICES | H010201010601 | POLYVINYLIDENE FLUORIDE AND DERIVATIVES MONOFILAMENT WITH NEEDLE | 7 | YES
H | SUTURE DEVICES | H010201010602 | POLYVINYLIDENE FLUORIDE AND DERIVATIVES MONOFILAMENT WITHOUT NEEDLE | 7 | YES
H | SUTURE DEVICES | H0102010199 | NON-ABSORBABLE SYNTHETIC MONOFILAMENT SUTURES - OTHER | 6 | YES
H | SUTURE DEVICES | H01020102 | SYNTHETIC NONABSORBABLE MULTIFILAMENT SUTURES | 5 | NO
H | SUTURE DEVICES | H0102010201 | POLYAMIDE MULTIFILAMENT | 6 | NO
H | SUTURE DEVICES | H010201020101 | POLYAMIDE MULTIFILAMENT WITH NEEDLE | 7 | YES
H | SUTURE DEVICES | H010201020102 | POLYAMIDE MULTIFILAMENT WITHOUT NEEDLE | 7 | YES
H | SUTURE DEVICES | H0102010202 | POLYESTER MULTIFILAMENT | 6 | NO
H | SUTURE DEVICES | H010201020201 | POLYESTER MULTIFILAMENT WITH NEEDLE FOR OPEN SURGERY | 7 | YES
H | SUTURE DEVICES | H010201020202 | POLYESTER MULTIFILAMENT WITH NEEDLE FOR VIDEO SURGERY | 7 | YES
H | SUTURE DEVICES | H010201020203 | POLYESTER MULTIFILAMENT WITHOUT NEEDLE | 7 | YES
H | SUTURE DEVICES | H0102010299 | SYNTHETIC NONABSORBABLE MULTIFILAMENT SUTURES - OTHER | 6 | YES
H | SUTURE DEVICES | H010202 | NON-ABSORBABLE NON-SYNTHETIC SUTURES | 4 | NO
H | SUTURE DEVICES | H01020201 | NON-ABSORBABLE NON-SYNTHETIC MONOFILAMENT SUTURES | 5 | NO
H | SUTURE DEVICES | H0102020101 | STAINLESS STEEL MONOFILAMENT | 6 | NO
H | SUTURE DEVICES | H010202010101 | STAINLESS STEEL MONOFILAMENT WITH NEEDLE | 7 | YES
H | SUTURE DEVICES | H010202010102 | STAINLESS STEEL MONOFILAMENT WITHOUT NEEDLE | 7 | YES
H | SUTURE DEVICES | H0102020102 | SILVER MONOFILAMENT | 6 | NO
H | SUTURE DEVICES | H010202010201 | SILVER MONOFILAMENT WITH NEEDLE | 7 | YES
H | SUTURE DEVICES | H010202010202 | SILVER MONOFILAMENT WITHOUT NEEDLE | 7 | YES
H | SUTURE DEVICES | H0102020103 | TITANIUM MONOFILAMENT | 6 | NO
H | SUTURE DEVICES | H010202010301 | TITANIUM MONOFILAMENT WITH NEEDLE | 7 | YES
H | SUTURE DEVICES | H010202010302 | TITANIUM MONOFILAMENT WITHOUT NEEDLE | 7 | YES
H | SUTURE DEVICES | H0102020199 | NON-ABSORBABLE NON-SYNTHETIC MONOFILAMENT SUTURES - OTHER | 6 | YES
H | SUTURE DEVICES | H01020202 | NON-ABSORBABLE NON-SYNTHETIC MULTIFILAMENT SUTURES | 5 | NO
H | SUTURE DEVICES | H0102020201 | STAINLESS STEEL MULTIFILAMENT | 6 | NO
H | SUTURE DEVICES | H010202020101 | STAINLESS STEEL MULTIFILAMENT WITH NEEDLE | 7 | YES
H | SUTURE DEVICES | H010202020102 | STAINLESS STEEL MULTIFILAMENT WITHOUT NEEDLE | 7 | YES
H | SUTURE DEVICES | H0102020202 | LINEN | 6 | NO
H | SUTURE DEVICES | H010202020201 | LINEN WITH NEEDLE | 7 | YES
H | SUTURE DEVICES | H010202020202 | LINEN WITHOUT NEEDLE | 7 | YES
H | SUTURE DEVICES | H0102020203 | SILK | 6 | NO
H | SUTURE DEVICES | H010202020301 | SILK WITH NEEDLE | 7 | YES
H | SUTURE DEVICES | H010202020302 | SILK WITHOUT NEEDLE | 7 | YES
H | SUTURE DEVICES | H0102020204 | TITANIUM MULTIFILAMENT | 6 | NO
H | SUTURE DEVICES | H010202020401 | TITANIUM MULTIFILAMENT WITH NEEDLE | 7 | YES
H | SUTURE DEVICES | H010202020402 | TITANIUM MULTIFILAMENT WITHOUT NEEDLE | 7 | YES
H | SUTURE DEVICES | H0102020299 | NON-ABSORBABLE NON-SYNTHETIC MULTIFILAMENT SUTURES - OTHER | 6 | YES
H | SUTURE DEVICES | H0199 | SURGICAL SUTURES - OTHER | 3 | YES
H | SUTURE DEVICES | H02 | MECHANICAL SURGICAL STAPLERS | 2 | NO
H | SUTURE DEVICES | H0201 | SKIN STAPLERS | 3 | NO
H | SUTURE DEVICES | H020101 | MECHANICAL SKIN STAPLERS | 4 | NO
H | SUTURE DEVICES | H02010101 | SKIN STAPLERS, SINGLE-USE | 5 | YES
H | SUTURE DEVICES | H02010102 | SKIN STAPLERS, SINGLE PATIENT | 5 | YES
H | SUTURE DEVICES | H02010103 | SKIN STAPLERS, REUSABLE (STAINLESS STEEL) | 5 | YES
H | SUTURE DEVICES | H02010104 | SINGLE-USE STAPLER CARTRIDGES FOR SINGLE PATIENT | 5 | YES
H | SUTURE DEVICES | H02010105 | SINGLE-USE CARTRIDGES FOR REUSABLE STAPLERS | 5 | YES
H | SUTURE DEVICES | H02010106 | METAL SURGICAL STAPLE REMOVERS, SINGLE-USE | 5 | YES
H | SUTURE DEVICES | H02010199 | MECHANICAL SKIN STAPLERS - OTHER | 5 | YES
H | SUTURE DEVICES | H020102 | CLIPS | 4 | NO
H | SUTURE DEVICES | H02010201 | SKIN CLIPS | 5 | YES
H | SUTURE DEVICES | H02010202 | STERNAL CLIPS | 5 | YES
H | SUTURE DEVICES | H02010299 | CLIPS - OTHER | 5 | YES
H | SUTURE DEVICES | H020180 | SKIN STAPLERS - ACCESSORIES | 4 | YES
H | SUTURE DEVICES | H020199 | SKIN STAPLERS - OTHER | 4 | YES
H | SUTURE DEVICES | H0202 | STAPLERS, OPEN SURGERY | 3 | NO
H | SUTURE DEVICES | H020201 | LINEAR STAPLERS, OPEN SURGERY | 4 | NO
H | SUTURE DEVICES | H02020101 | STRAIGHT LINEAR STAPLERS FOR OPEN SURGERY | 5 | NO
H | SUTURE DEVICES | H0202010101 | SINGLE PATIENT STRAIGHT LINEAR STAPLERS FOR OPEN SURGERY | 6 | NO
H | SUTURE DEVICES | H020201010101 | SINGLE PATIENT STRAIGHT LINEAR STAPLERS WITH BLADE FOR OPEN SURGERY | 7 | YES
H | SUTURE DEVICES | H020201010102 | SINGLE PATIENT STRAIGHT LINEAR STAPLERS WITHOUT BLADE FOR OPEN SURGERY | 7 | YES
H | SUTURE DEVICES | H0202010102 | REUSABLE (STAINLESS STEEL) STRAIGHT LINEAR STAPLERS FOR OPEN SURGERY | 6 | NO
H | SUTURE DEVICES | H020201010201 | REUSABLE (STAINLESS STEEL) STRAIGHT LINEAR STAPLERS WITH BLADE FOR OPEN SURGERY | 7 | YES
H | SUTURE DEVICES | H020201010202 | REUSABLE (STAINLESS STEEL) STRAIGHT LINEAR STAPLERS WITHOUT BLADE FOR OPEN SURGERY | 7 | YES
H | SUTURE DEVICES | H0202010199 | STRAIGHT LINEAR STAPLERS FOR OPEN SURGERY - OTHER | 6 | YES
H | SUTURE DEVICES | H02020102 | ARTICULATED LINEAR STAPLERS FOR OPEN SURGERY | 5 | NO
H | SUTURE DEVICES | H0202010201 | SINGLE-USE ARTICULATED LINEAR STAPLERS FOR OPEN SURGERY | 6 | NO
H | SUTURE DEVICES | H020201020101 | SINGLE-USE ARTICULATED LINEAR STAPLERS WITHOUT BLADE FOR OPEN SURGERY | 7 | YES
H | SUTURE DEVICES | H020201020102 | SINGLE-USE ARTICULATED LINEAR STAPLERS WITH BLADE FOR OPEN SURGERY | 7 | YES
H | SUTURE DEVICES | H0202010202 | SINGLE PATIENT ARTICULATED LINEAR STAPLERS FOR OPEN SURGERY | 6 | NO
H | SUTURE DEVICES | H020201020201 | SINGLE PATIENT ARTICULATED LINEAR STAPLERS WITH BLADE FOR OPEN SURGERY | 7 | YES
H | SUTURE DEVICES | H020201020202 | SINGLE PATIENT ARTICULATED LINEAR STAPLERS WITHOUT BLADE FOR OPEN SURGERY | 7 | YES
H | SUTURE DEVICES | H0202010299 | ARTICULATED LINEAR STAPLERS FOR OPEN SURGERY- OTHER | 6 | YES
H | SUTURE DEVICES | H02020103 | SINGLE-PATIENT LINEAR SUTURE CARTDRIGES FOR OPEN SURGERY | 5 | NO
H | SUTURE DEVICES | H0202010301 | SINGLE-PATIENT LINEAR SUTURE CARTDRIGES WITH BLADE FOR OPEN SURGERY | 6 | YES
H | SUTURE DEVICES | H0202010302 | SINGLE-PATIENT LINEAR SUTURE CARTDRIGES WITHOUT BLADE FOR OPEN SURGERY | 6 | YES
H | SUTURE DEVICES | H0202010399 | SINGLE-PATIENT LINEAR SUTURE CARTDRIGES FOR OPEN SURGERY - OTHER | 6 | YES
H | SUTURE DEVICES | H02020104 | REUSABLE LINEAR SUTURE CARTDRIGES FOR OPEN SURGERY | 5 | NO
H | SUTURE DEVICES | H0202010401 | REUSABLE LINEAR SUTURE CARTDRIGES WITH BLADE FOR OPEN SURGERY | 6 | YES
H | SUTURE DEVICES | H0202010402 | REUSABLE LINEAR SUTURE CARTDRIGES WITHOUT BLADE FOR OPEN SURGERY | 6 | YES
H | SUTURE DEVICES | H0202010499 | REUSABLE LINEAR SUTURE CARTDRIGES FOR OPEN SURGERY - OTHER | 6 | YES
H | SUTURE DEVICES | H02020199 | LINEAR STAPLERS FOR OPEN SURGERY - OTHER | 5 | YES
H | SUTURE DEVICES | H020202 | CIRCULAR STAPLERS FOR OPEN SURGERY | 4 | NO
H | SUTURE DEVICES | H02020201 | STRAIGHT CIRCULAR STAPLERS FOR OPEN SURGERY | 5 | NO
H | SUTURE DEVICES | H0202020101 | SINGLE-USE STRAIGHT CIRCULAR STAPLERS FOR OPEN SURGERY | 6 | YES
H | SUTURE DEVICES | H0202020102 | REUSABLE STRAIGHT CIRCULAR STAPLERS FOR OPEN SURGERY | 6 | YES
H | SUTURE DEVICES | H02020202 | CURVED CIRCULAR STAPLERS FOR OPEN SURGERY | 5 | NO
H | SUTURE DEVICES | H0202020201 | SINGLE-USE CURVED CIRCULAR STAPLERS FOR OPEN SURGERY | 6 | YES
H | SUTURE DEVICES | H0202020202 | REUSABLE CURVED CIRCULAR STAPLERS FOR OPEN SURGERY | 6 | YES
H | SUTURE DEVICES | H02020203 | PURSE STRING STAPLERS | 5 | YES
H | SUTURE DEVICES | H02020204 | REUSABLE CIRCULAR STAPLER CARTDRIGES FOR OPEN SURGERY | 5 | YES
H | SUTURE DEVICES | H02020299 | CIRCULAR STAPLERS FOR OPEN SURGERY - OTHER | 5 | YES
H | SUTURE DEVICES | H020203 | SEMICIRCULAR STAPLERS FOR OPEN SURGERY | 4 | NO
H | SUTURE DEVICES | H02020301 | SINGLE PATIENT STRAIGHT SEMICIRCULAR STAPLERS WITH BLADE FOR OPEN SURGERY | 5 | YES
H | SUTURE DEVICES | H02020302 | SINGLE PATIENT STRAIGHT SEMICIRCULAR STAPLER CARTRIDGES WITH BLADE FOR OPEN SURGERY | 5 | YES
H | SUTURE DEVICES | H02020399 | SEMICIRCULAR STAPLERS FOR OPEN SURGERY - OTHER | 5 | YES
H | SUTURE DEVICES | H020280 | STAPLERS FOR OPEN SURGERY - ACCESSORIES | 4 | YES
H | SUTURE DEVICES | H020299 | STAPLERS FOR OPEN SURGERY - OTHER | 4 | YES
H | SUTURE DEVICES | H0203 | STAPLERS FOR VIDEOSURGERY | 3 | NO
H | SUTURE DEVICES | H020301 | LINEAR STAPLERS FOR VIDEOSURGERY | 4 | NO
H | SUTURE DEVICES | H02030104 | SINGLE PATIENT STRAIGHT LINEAR STAPLERS FOR VIDEOSURGERY | 5 | NO
H | SUTURE DEVICES | H0203010401 | SINGLE PATIENT STRAIGHT LINEAR STAPLERS WITH BLADE FOR VIDEOSURGERY | 6 | NO
H | SUTURE DEVICES | H020301040101 | SINGLE PATIENT STRAIGHT LINEAR STAPLERS WITH BLADE FOR THORACOSCOPY | 7 | YES
H | SUTURE DEVICES | H020301040102 | SINGLE PATIENT STRAIGHT LINEAR STAPLERS WITH BLADE FOR LAPAROSCOPY | 7 | YES
H | SUTURE DEVICES | H020301040199 | SINGLE PATIENT STRAIGHT LINEAR STAPLERS WITH BLADE FOR VIDEOSURGERY - OTHER | 7 | YES
H | SUTURE DEVICES | H0203010402 | SINGLE PATIENT STRAIGHT LINEAR STAPLERS WITHOUT BLADE FOR VIDEOSURGERY | 6 | NO
H | SUTURE DEVICES | H020301040201 | SINGLE PATIENT STRAIGHT LINEAR STAPLERS WITHOUT BLADE FOR THORACOSCOPY | 7 | YES
H | SUTURE DEVICES | H020301040202 | SINGLE PATIENT STRAIGHT LINEAR STAPLERS WITHOUT BLADE FOR LAPAROSCOPY | 7 | YES
H | SUTURE DEVICES | H020301040299 | SINGLE PATIENT STRAIGHT LINEAR STAPLERS WITHOUT BLADE FOR VIDEOSURGERY – OTHER | 7 | YES
H | SUTURE DEVICES | H0203010499 | SINGLE PATIENT STRAIGHT LINEAR STAPLERS FOR VIDEOSURGERY – OTHER | 6 | YES
H | SUTURE DEVICES | H02030105 | SINGLE PATIENT ARTICULATED LINEAR STAPLERS FOR VIDEO SURGERY | 5 | NO
H | SUTURE DEVICES | H0203010501 | SINGLE PATIENT ARTICULATED LINEAR STAPLERS WITH BLADE FOR VIDEO SURGERY | 6 | NO
H | SUTURE DEVICES | H020301050101 | SINGLE PATIENT ARTICULATED LINEAR STAPLERS WITH BLADE FOR THORACOSCOPY | 7 | YES
H | SUTURE DEVICES | H020301050102 | SINGLE PATIENT ARTICULATED LINEAR STAPLERS WITH BLADE FOR LAPAROSCOPY | 7 | YES
H | SUTURE DEVICES | H020301050199 | SINGLE PATIENT ARTICULATED LINEAR STAPLERS WITH BLADE FOR VIDEOSURGERY – OTHER | 7 | YES
H | SUTURE DEVICES | H0203010502 | SINGLE PATIENT ARTICULATED LINEAR STAPLERS WITHOUT BLADE FOR VIDEO SURGERY | 6 | NO
H | SUTURE DEVICES | H020301050201 | SINGLE PATIENT ARTICULATED LINEAR STAPLERS WITHOUT BLADE FOR THORACOSCOPY | 7 | YES
H | SUTURE DEVICES | H020301050202 | SINGLE PATIENT ARTICULATED LINEAR STAPLERS WITHOUT BLADE FOR LAPAROSCOPY | 7 | YES
H | SUTURE DEVICES | H020301050299 | SINGLE PATIENT ARTICULATED LINEAR STAPLERS WITHOUT BLADE FOR VIDEOSURGERY – OTHER | 7 | YES
H | SUTURE DEVICES | H02030106 | LINEAR STAPLER CARTRIDGES FOR VIDEOSURGERY | 5 | YES
H | SUTURE DEVICES | H02030199 | LINEAR STAPLERS FOR VIDEOSURGERY - OTHER | 5 | YES
H | SUTURE DEVICES | H020302 | CIRCULAR STAPLERS FOR VIDEOSURGERY | 4 | NO
H | SUTURE DEVICES | H02030201 | CURVED CIRCULAR STAPLERS FOR VIDEOSURGERY | 5 | NO
H | SUTURE DEVICES | H0203020101 | SINGLE-USE CURVED CIRCULAR STAPLERS FOR VIDEOSURGERY | 6 | YES
H | SUTURE DEVICES | H0203020199 | CIRCULAR STAPLERS FOR VIDEOSURGERY - OTHER | 6 | YES
H | SUTURE DEVICES | H02030299 | CIRCULAR STAPLERS FOR VIDEOSURGERY – OTHER | 5 | YES
H | SUTURE DEVICES | H020303 | CLIP APPLIERS | 4 | YES
H | SUTURE DEVICES | H020380 | STAPLERS, VIDEOSURGERY - ACCESSORIES | 4 | YES
H | SUTURE DEVICES | H020399 | STAPLERS, VIDEOSURGERY - OTHER | 4 | YES
H | SUTURE DEVICES | H0204 | TRANSANAL RECTAL STAPLERS | 3 | NO
H | SUTURE DEVICES | H020401 | SINGLE PATIENT TRANSANAL RECTAL STAPLERS | 4 | YES
H | SUTURE DEVICES | H020402 | MULTI-USE TRANSANAL RECTAL STAPLERS | 4 | YES
H | SUTURE DEVICES | H020403 | TRANSANAL RECTAL STAPLER CARTRIDGES | 4 | YES
H | SUTURE DEVICES | H0299 | MECHANICAL SURGICAL STAPLERS - OTHER | 3 | YES
H | SUTURE DEVICES | H03 | HAEMOSTASIS CLIPS | 2 | NO
H | SUTURE DEVICES | H0301 | HAEMOSTASIS CLIPS FOR OPEN SURGERY | 3 | NO
H | SUTURE DEVICES | H030101 | MULTIPLE CLIP APPLIERS FOR OPEN SURGERY | 4 | NO
H | SUTURE DEVICES | H03010101 | SINGLE-USE MULTIPLE CLIP APPLIERS FOR OPEN SURGERY | 5 | YES
H | SUTURE DEVICES | H03010102 | SINGLE-PATIENT MULTIPLE CLIP APPLIERS FOR OPEN SURGERY | 5 | YES
H | SUTURE DEVICES | H03010104 | SINGLE-PATIENT MULTIPLE CLIP APPLIER CARTRIDGES FOR OPEN SURGERY | 5 | YES
H | SUTURE DEVICES | H03010105 | REUSABLE MULTIPLE CLIP APPLIER CARTRIDGES FOR OPEN SURGERY | 5 | YES
H | SUTURE DEVICES | H03010199 | MULTIPLE CLIP APPLIERS FOR OPEN SURGERY - OTHER | 5 | YES
H | SUTURE DEVICES | H030102 | SINGULAR CLIPS FOR OPEN SURGERY | 4 | NO
H | SUTURE DEVICES | H03010201 | NON-ABSORBABLE SINGULAR CLIPS FOR OPEN SURGERY | 5 | YES
H | SUTURE DEVICES | H03010202 | ABSORBABLE SINGULAR CLIPS FOR OPEN SURGERY | 5 | YES
H | SUTURE DEVICES | H030199 | HAEMOSTASIS CLIPS FOR OPEN SURGERY - OTHER | 4 | YES
H | SUTURE DEVICES | H0302 | HAEMOSTASIS CLIPS FOR VIDEOSURGERY | 3 | NO
H | SUTURE DEVICES | H030201 | MULTIPLE CLIP APPLIERS FOR VIDEOSURGERY | 4 | NO
H | SUTURE DEVICES | H03020101 | SINGLE-USE MULTIPLE CLIP APPLIERS FOR VIDEOSURGERY | 5 | YES
H | SUTURE DEVICES | H03020103 | REUSABLE MULTIPLE CLIP APPLIERS FOR VIDEOSURGERY | 5 | YES
H | SUTURE DEVICES | H03020199 | MULTIPLE CLIP APPLIERS FOR VIDEOSURGERY - OTHER | 5 | YES
H | SUTURE DEVICES | H030299 | HAEMOSTASIS CLIPS FOR VIDEOSURGERY - OTHER | 4 | YES
H | SUTURE DEVICES | H0303 | HAEMOSTASIS CLIPS FOR OPEN SURGERY AND VIDEOSURGERY | 3 | NO
H | SUTURE DEVICES | H030301 | SINGULAR HAEMOSTASIS CLIPS FOR OPEN SURGERY AND VIDEOSURGERY | 4 | NO
H | SUTURE DEVICES | H03030101 | SINGULAR NON-ABSORBABLE HAEMOSTASIS CLIPS FOR OPEN SURGERY AND VIDEOSURGERY | 5 | YES
H | SUTURE DEVICES | H03030102 | SINGLE ABSORBABLE CLIPS FOR HEMOSTASIS IN OPEN AND VIDEO SURGERY | 5 | YES
H | SUTURE DEVICES | H0380 | HEMOSTASIS CLIPS - ACCESSORIES | 3 | NO
H | SUTURE DEVICES | H038001 | SINGLE-USE DEVICES FOR REMOVAL OF CLIPS FOR HEMOSTASIS | 4 | NO
H | SUTURE DEVICES | H03800101 | SINGLE-USE DEVICES FOR CLIP REMOVAL IN OPEN SURGERY | 5 | YES
H | SUTURE DEVICES | H03800102 | SINGLE-USE DEVICES FOR CLIP REMOVAL IN VIDEO SURGERY | 5 | YES
H | SUTURE DEVICES | H038099 | CLIPS FOR HEMOSTASIS - ACCESSORIES OTHER | 4 | YES
H | SUTURE DEVICES | H0399 | HAEMOSTASIS CLIPS - OTHER | 3 | YES
H | SUTURE DEVICES | H90 | SUTURE DEVICES - VARIOUS | 2 | NO
H | SUTURE DEVICES | H9001 | TISSUE ADHESIVES | 3 | NO
H | SUTURE DEVICES | H900101 | GLUES | 4 | NO
H | SUTURE DEVICES | H90010101 | BIOLOGICAL GLUES | 5 | YES
H | SUTURE DEVICES | H90010102 | SYNTHETIC GLUES | 5 | YES
H | SUTURE DEVICES | H900102 | BANDAGES FOR SUTURES | 4 | YES
H | SUTURE DEVICES | H900199 | TISSUE ADHESIVES - OTHER | 4 | YES
H | SUTURE DEVICES | H9002 | TAPES, MEDICAL/SURGICAL | 3 | NO
H | SUTURE DEVICES | H900201 | SUTURE TAPES | 4 | NO
H | SUTURE DEVICES | H90020101 | UMBILICAL CORD TAPES | 5 | YES
H | SUTURE DEVICES | H90020102 | CERCLAGE TAPES | 5 | YES
H | SUTURE DEVICES | H90020103 | PARENCHYMATOUS TISSUE TAPES | 5 | YES
H | SUTURE DEVICES | H90020199 | SUTURE TAPES - OTHER | 5 | YES
H | SUTURE DEVICES | H900202 | MARKING TAPES, VASCULAR STRUCTURES | 4 | YES
H | SUTURE DEVICES | H900203 | OCCLUSION TAPES, VASCULAR STRUCTURES | 4 | YES
H | SUTURE DEVICES | H900299 | TAPES, MEDICAL/SURGICAL - OTHER | 4 | YES
H | SUTURE DEVICES | H9003 | SUTURE REINFORCEMENT OR SUPPORT DEVICES | 3 | NO
H | SUTURE DEVICES | H900301 | SUTURE BUTTONS | 4 | YES
H | SUTURE DEVICES | H900302 | SUTURE FELTS | 4 | YES
H | SUTURE DEVICES | H900303 | PLEDGETS | 4 | YES
H | SUTURE DEVICES | H900304 | PLUGS | 4 | YES
H | SUTURE DEVICES | H900305 | STAPLER REINFORCEMENTS | 4 | YES
H | SUTURE DEVICES | H900399 | SUTURE SUPPORT OR REINFORCEMENT SUPPORT DEVICES - OTHER | 4 | YES
H | SUTURE DEVICES | H9005 | SUTURE ZIPPERS | 3 | YES
H | SUTURE DEVICES | H9006 | CRANIAL HOLE COVERS | 3 | YES
H | SUTURE DEVICES | H9007 | ANCHORS FOR SOFT TISSUE SUTURE (excluding P09120102 ANCHORS FOR TENDON-LIGAMENT SYNTHESIS) | 3 | YES
H | SUTURE DEVICES | H9008 | SINGLE-USE SUTURE INSTRUMENTS | 3 | NO
H | SUTURE DEVICES | H900801 | SINGLE-USE NODE PUSHER | 4 | YES
H | SUTURE DEVICES | H900802 | SINGLE-USE NEEDLE HOLDERS | 4 | YES
H | SUTURE DEVICES | H900803 | SINGLE-USE SUTURE PASSER AND PORT/FASCIAL CLOSURE SYSTEMS | 4 | YES
H | SUTURE DEVICES | H900899 | SINGLE-USE INSTRUMENTS FOR SUTURES - OTHER | 4 | YES
H | SUTURE DEVICES | H9080 | SUTURE ACCESSORIES | 3 | YES
H | SUTURE DEVICES | H9099 | SUTURE DEVICES - OTHER | 3 | YES
J | ACTIVE-IMPLANTABLE DEVICES | J | ACTIVE-IMPLANTABLE DEVICES | 1 | NO
J | ACTIVE-IMPLANTABLE DEVICES | J01 | CARDIAC FUNCTIONALITY IMPLANTABLE DEVICES | 2 | NO
J | ACTIVE-IMPLANTABLE DEVICES | J0101 | IMPLANTABLE PACEMAKERS | 3 | NO
J | ACTIVE-IMPLANTABLE DEVICES | J010101 | IMPLANTABLE SINGLE CHAMBER PACEMAKERS | 4 | NO
J | ACTIVE-IMPLANTABLE DEVICES | J01010101 | IMPLANTABLE SINGLE CHAMBER PACEMAKERS (SC) | 5 | YES
J | ACTIVE-IMPLANTABLE DEVICES | J01010102 | IMPLANTABLE SINGLE CHAMBER PACEMAKERS WITH SENSOR (SR) | 5 | YES
J | ACTIVE-IMPLANTABLE DEVICES | J010102 | IMPLANTABLE SINGLE LEAD PACEMAKERS | 4 | NO
J | ACTIVE-IMPLANTABLE DEVICES | J01010201 | IMPLANTABLE SINGLE LEAD VDD PACEMAKERS | 5 | YES
J | ACTIVE-IMPLANTABLE DEVICES | J01010202 | IMPLANTABLE SINGLE LEAD VDDR PACEMAKERS WITH SENSOR | 5 | YES
J | ACTIVE-IMPLANTABLE DEVICES | J010103 | IMPLANTABLE DUAL CHAMBER PACEMAKERS | 4 | NO
J | ACTIVE-IMPLANTABLE DEVICES | J01010301 | IMPLANTABLE DUAL CHAMBER PACEMAKERS (DC) | 5 | YES
J | ACTIVE-IMPLANTABLE DEVICES | J01010302 | IMPLANTABLE DUAL CHAMBER PACEMAKERS WITH SENSOR (DR) | 5 | YES
J | ACTIVE-IMPLANTABLE DEVICES | J010104 | IMPLANTABLE TRIPLE CHAMBER PACEMAKERS | 4 | NO
J | ACTIVE-IMPLANTABLE DEVICES | J01010401 | IMPLANTABLE TRIPLE CHAMBER PACEMAKERS FOR CARDIAC RESYNCHRONIZATION (TR) | 5 | YES
J | ACTIVE-IMPLANTABLE DEVICES | J010105 | IMPLANTABLE PACEMAKERS WITH INCORPORATED ELECTRODES (LEADLESS) | 4 | YES
J | ACTIVE-IMPLANTABLE DEVICES | J010180 | IMPLANTABLE PACEMAKERS - ACCESSORIES | 4 | YES
J | ACTIVE-IMPLANTABLE DEVICES | J010199 | IMPLANTABLE PACEMAKERS - OTHER | 4 | YES
J | ACTIVE-IMPLANTABLE DEVICES | J0102 | IMPLANTABLE CARDIAC DIAGNOSTIC DEVICES | 3 | NO
J | ACTIVE-IMPLANTABLE DEVICES | J010201 | IMPLANTABLE DIAGNOSTIC ARRHYTHMIAS RECORDING CARDIAC DEVICES | 4 | YES
J | ACTIVE-IMPLANTABLE DEVICES | J010280 | IMPLANTABLE CARDIAC DIAGNOSTIC DEVICES - ACCESSORIES | 4 | YES
J | ACTIVE-IMPLANTABLE DEVICES | J010299 | IMPLANTABLE CARDIAC DIAGNOSTIC DEVICES - OTHER | 4 | YES
J | ACTIVE-IMPLANTABLE DEVICES | J0103 | IMPLANTABLE VENTRICULAR ASSISTANCE SYSTEMS | 3 | NO
J | ACTIVE-IMPLANTABLE DEVICES | J010301 | IMPLANTABLE MONOVENTRICULAR AND BIVENTRICULAR ASSISTANCE SYSTEMS | 4 | NO
J | ACTIVE-IMPLANTABLE DEVICES | J01030101 | IMPLANTABLE RIGHT MONOVENTRICULAR ASSISTANCE SYSTEMS (RVAD) | 5 | YES
J | ACTIVE-IMPLANTABLE DEVICES | J01030102 | IMPLANTABLE LEFT MONOVENTRICULAR ASSISTANCE SYSTEMS (LVAD) | 5 | YES
J | ACTIVE-IMPLANTABLE DEVICES | J01030103 | IMPLANTABLE BIVENTRICULAR ASSISTANCE SYSTEMS (BIVAD) | 5 | YES
J | ACTIVE-IMPLANTABLE DEVICES | J010380 | IMPLANTABLE VENTRICULAR ASSISTANCE SYSTEMS - ACCESSORIES | 4 | YES
J | ACTIVE-IMPLANTABLE DEVICES | J010399 | IMPLANTABLE VENTRICULAR ASSISTANCE SYSTEMS - OTHER | 4 | YES
J | ACTIVE-IMPLANTABLE DEVICES | J0104 | IMPLANTABLE ARTIFICIAL HEART AND IMPLANT KITS | 3 | NO
J | ACTIVE-IMPLANTABLE DEVICES | J010401 | IMPLANTABLE ARTIFICIAL HEART AND IMPLANT KITS | 4 | YES
J | ACTIVE-IMPLANTABLE DEVICES | J010480 | IMPLANTABLE ARTIFICIAL HEART AND IMPLANT KITS - ACCESSORIES | 4 | YES
J | ACTIVE-IMPLANTABLE DEVICES | J010499 | IMPLANTABLE ARTIFICIAL HEART AND IMPLANT KITS - OTHER | 4 | YES
J | ACTIVE-IMPLANTABLE DEVICES | J0105 | IMPLANTABLE DEFIBRILLATORS | 3 | NO
J | ACTIVE-IMPLANTABLE DEVICES | J010501 | IMPLANTABLE SINGLE CHAMBER DEFIBRILLATORS | 4 | NO
J | ACTIVE-IMPLANTABLE DEVICES | J01050101 | IMPLANTABLE SINGLE CHAMBER DEFIBRILLATORS, WITH SENSORS | 5 | YES
J | ACTIVE-IMPLANTABLE DEVICES | J010502 | IMPLANTABLE DUAL CHAMBER DEFIBRILLATORS | 4 | NO
J | ACTIVE-IMPLANTABLE DEVICES | J01050201 | IMPLANTABLE DUAL CHAMBER DEFIBRILLATORS, WITH SENSORS | 5 | YES
J | ACTIVE-IMPLANTABLE DEVICES | J010503 | IMPLANTABLE TRIPLE CHAMBER DEFIBRILLATORS | 4 | NO
J | ACTIVE-IMPLANTABLE DEVICES | J01050301 | IMPLANTABLE TRIPLE CHAMBER DEFIBRILLATORS, WITH SENSORS | 5 | YES
J | ACTIVE-IMPLANTABLE DEVICES | J010504 | SUBCUTANEOUS IMPLANTABLE DEFIBRILLATORS | 4 | YES
J | ACTIVE-IMPLANTABLE DEVICES | J010580 | IMPLANTABLE DEFIBRILLATORS - ACCESSORIES | 4 | YES
J | ACTIVE-IMPLANTABLE DEVICES | J010599 | IMPLANTABLE DEFIBRILLATORS - OTHER | 4 | YES
J | ACTIVE-IMPLANTABLE DEVICES | J0106 | CARDIAC CONTRACTILITY MODULATION IMPLANTABLE DEVICES | 3 | YES
J | ACTIVE-IMPLANTABLE DEVICES | J0107 | ACTIVE IMPLANTABLE CARDIAC DEVICES REMOTE MONITORING SYSTEMS | 3 | NO
J | ACTIVE-IMPLANTABLE DEVICES | J010701 | PULMONARY BLOOD PRESSURE REMOTE MONITORING SYSTEMS (INCLUDING SENSORS) | 4 | YES
J | ACTIVE-IMPLANTABLE DEVICES | J010702 | PACEMAKER AND IMPLANTABLE DEFIBRILLATOR REMOTE MONITORING SYSTEMS | 4 | YES
J | ACTIVE-IMPLANTABLE DEVICES | J010780 | ACTIVE IMPLANTABLE CARDIAC DEVICES REMOTE MONITORING SYSTEMS - HARDWARE ACCESSORIES | 4 | YES
J | ACTIVE-IMPLANTABLE DEVICES | J010782 | ACTIVE IMPLANTABLE CARDIAC DEVICES REMOTE MONITORING SYSTEMS - SOFTWARE ACCESSORIES | 4 | YES
J | ACTIVE-IMPLANTABLE DEVICES | J010792 | ACTIVE IMPLANTABLE CARDIAC DEVICES REMOTE MONITORING SYSTEMS - MEDICAL DEVICE SOFTWARE | 4 | YES
J | ACTIVE-IMPLANTABLE DEVICES | J010799 | ACTIVE IMPLANTABLE CARDIAC DEVICES REMOTE MONITORING SYSTEMS - OTHER | 4 | YES
J | ACTIVE-IMPLANTABLE DEVICES | J0190 | IMPLANTABLE CARDIAC DEVICES - VARIOUS | 3 | NO
J | ACTIVE-IMPLANTABLE DEVICES | J019001 | PERMANENT CARDIAC LEADS | 4 | NO
J | ACTIVE-IMPLANTABLE DEVICES | J01900101 | PERMANENT PACEMAKER LEADS (WITH OR W/O STEROID-ELUTION) | 5 | NO
J | ACTIVE-IMPLANTABLE DEVICES | J0190010101 | ENDOCARDIAL ATRIAL AND VENTRICULAR LEADS, UNIPOLAR | 6 | NO
J | ACTIVE-IMPLANTABLE DEVICES | J019001010101 | ATRIAL LEADS, PASSIVE FIXATION | 7 | YES
J | ACTIVE-IMPLANTABLE DEVICES | J019001010102 | VENTRICULAR LEADS, PASSIVE FIXATION | 7 | YES
J | ACTIVE-IMPLANTABLE DEVICES | J0190010102 | ENDOCARDIAL ATRIAL AND VENTRICULAR LEADS, BIPOLAR (WITH ACTIVE OR PASSIVE FIXATION) | 6 | YES
J | ACTIVE-IMPLANTABLE DEVICES | J0190010103 | LEFT VENTRICULAR LEADS WITH CORONARY SINUS CANNULATION SYSTEM (TRIPLE CHAMBER P.M.) | 6 | YES
J | ACTIVE-IMPLANTABLE DEVICES | J0190010104 | ENDOCARDIAL PACEMAKER LEADS, SINGLE-LEAD | 6 | YES
J | ACTIVE-IMPLANTABLE DEVICES | J0190010105 | EPICARDIAL PERMANENT CARDIAC LEADS | 6 | YES
J | ACTIVE-IMPLANTABLE DEVICES | J01900102 | PERMANENT DEFIBRILLATOR LEADS (STEROID RELEASE INCLUDED) | 5 | NO
J | ACTIVE-IMPLANTABLE DEVICES | J0190010201 | PERMANENT PACING AND DEFIBRILLATION RIGHT VENTRICULAR LEADS (WITH ACTIVE AND PASSIVE FIXATION) | 6 | NO
J | ACTIVE-IMPLANTABLE DEVICES | J019001020101 | PERMANENT CARDIAC DEFIBRILLATOR LEADS, SINGLE COIL | 7 | YES
J | ACTIVE-IMPLANTABLE DEVICES | J019001020102 | PERMANENT CARDIAC DEFIBRILLATOR LEADS, DOUBLE COIL | 7 | YES
J | ACTIVE-IMPLANTABLE DEVICES | J019001020199 | PERMANENT PACING AND DEFIBRILLATION RIGHT VENTRICULAR LEADS - OTHER | 7 | YES
J | ACTIVE-IMPLANTABLE DEVICES | J0190010202 | PERMANENT SUBCUTANEOUS DEFIBRILLATOR LEADS | 6 | YES
J | ACTIVE-IMPLANTABLE DEVICES | J01900180 | PERMANENT CARDIAC LEADS - ACCESSORIES | 5 | YES
J | ACTIVE-IMPLANTABLE DEVICES | J01900199 | PERMANENT CARDIAC LEADS - OTHER | 5 | YES
J | ACTIVE-IMPLANTABLE DEVICES | J019002 | IMPLANTABLE CARDIAC DEVICES PROGRAMMERS AND ACCESSORIES | 4 | NO
J | ACTIVE-IMPLANTABLE DEVICES | J01900203 | IMPLANTABLE CARDIAC DEVICES PROGRAMMERS | 5 | YES
J | ACTIVE-IMPLANTABLE DEVICES | J01900280 | IMPLANTABLE CARDIAC DEVICES PROGRAMMERS - HARDWARE ACCESSORY | 5 | YES
J | ACTIVE-IMPLANTABLE DEVICES | J01900282 | IMPLANTABLE CARDIAC DEVICES PROGRAMMERS - SOFTWARE ACCESSORY | 5 | YES
J | ACTIVE-IMPLANTABLE DEVICES | J01900285 | IMPLANTABLE CARDIAC DEVICES PROGRAMMERS - CONSUMABLES | 5 | YES
J | ACTIVE-IMPLANTABLE DEVICES | J01900292 | IMPLANTABLE CARDIAC DEVICES PROGRAMMERS - MEDICAL DEVICE SOFTWARE | 5 | YES
J | ACTIVE-IMPLANTABLE DEVICES | J019003 | ACTIVE-IMPLANTABLE CARDIAC SYSTEMS MAGNETISED DEVICES | 4 | YES
J | ACTIVE-IMPLANTABLE DEVICES | J019004 | ACTIVE-IMPLANTABLE CARDIAC SYSTEMS ADAPTORS | 4 | YES
J | ACTIVE-IMPLANTABLE DEVICES | J019005 | CARDIAC LEADS EXTRACTION SYSTEMS | 4 | YES
J | ACTIVE-IMPLANTABLE DEVICES | J019099 | IMPLANTABLE CARDIAC DEVICES - OTHER | 4 | YES
J | ACTIVE-IMPLANTABLE DEVICES | J02 | IMPLANTABLE NEUROSTIMULATORS | 2 | NO
J | ACTIVE-IMPLANTABLE DEVICES | J0201 | CEREBRAL IMPLANTABLE NEUROSTIMULATORS | 3 | NO
J | ACTIVE-IMPLANTABLE DEVICES | J020101 | DEEP BRAIN STIMULATION (DBS) IMPLANTABLE NEUROSTIMULATORS | 4 | NO
J | ACTIVE-IMPLANTABLE DEVICES | J02010101 | DEEP BRAIN STIMULATION (DBS) IMPLANTABLE NEUROSTIMULATORS, RECHARGEABLE | 5 | YES
J | ACTIVE-IMPLANTABLE DEVICES | J02010102 | DEEP BRAIN STIMULATION (DBS) IMPLANTABLE NEUROSTIMULATORS, NOT RECHARGEABLE | 5 | YES
J | ACTIVE-IMPLANTABLE DEVICES | J020102 | DEEP BRAIN STIMULATION (DBS) LEADS | 4 | YES
J | ACTIVE-IMPLANTABLE DEVICES | J020180 | CEREBRAL IMPLANTABLE NEUROSTIMULATORS - ACCESSORIES | 4 | YES
J | ACTIVE-IMPLANTABLE DEVICES | J020199 | CEREBRAL IMPLANTABLE NEUROSTIMULATORS - OTHER | 4 | YES
J | ACTIVE-IMPLANTABLE DEVICES | J0202 | SPINAL IMPLANTABLE NEUROSTIMULATORS | 3 | NO
J | ACTIVE-IMPLANTABLE DEVICES | J020201 | RADIOFREQUENCY IMPLANTABLE SPINAL NEUROSTIMULATORS | 4 | YES
J | ACTIVE-IMPLANTABLE DEVICES | J020202 | FULLY IMPLANTABLE SPINAL NEUROSTIMULATORS | 4 | NO
J | ACTIVE-IMPLANTABLE DEVICES | J02020201 | FULLY IMPLANTABLE SPINAL NEUROSTIMULATORS, RECHARGEABLE | 5 | YES
J | ACTIVE-IMPLANTABLE DEVICES | J02020202 | FULLY IMPLANTABLE SPINAL NEUROSTIMULATORS, NOT RECHARGEABLE | 5 | YES
J | ACTIVE-IMPLANTABLE DEVICES | J020203 | SPINAL NEUROSTIMULATION LEADS | 4 | YES
J | ACTIVE-IMPLANTABLE DEVICES | J020280 | SPINAL IMPLANTABLE NEUROSTIMULATORS - ACCESSORIES | 4 | YES
J | ACTIVE-IMPLANTABLE DEVICES | J020299 | SPINAL IMPLANTABLE NEUROSTIMULATORS - OTHER | 4 | YES
J | ACTIVE-IMPLANTABLE DEVICES | J0203 | VAGAL IMPLANTABLE NEUROSTIMULATORS | 3 | NO
J | ACTIVE-IMPLANTABLE DEVICES | J020301 | DRUG-RESISTANT EPILEPSY NON-SURGICAL THERAPY IMPLANTABLE NEUROSTIMULATORS | 4 | YES
J | ACTIVE-IMPLANTABLE DEVICES | J020302 | VAGAL NEUROSTIMULATION LEADS | 4 | YES
J | ACTIVE-IMPLANTABLE DEVICES | J020380 | VAGAL IMPLANTABLE NEUROSTIMULATORS - ACCESSORIES | 4 | YES
J | ACTIVE-IMPLANTABLE DEVICES | J020399 | VAGAL IMPLANTABLE NEUROSTIMULATORS - OTHER | 4 | YES
J | ACTIVE-IMPLANTABLE DEVICES | J0204 | SACRAL SPINE IMPLANTABLE NEUROSTIMULATORS | 3 | NO
J | ACTIVE-IMPLANTABLE DEVICES | J020401 | BLADDER INCONTINENCE NEUROSTIMULATORS | 4 | YES
J | ACTIVE-IMPLANTABLE DEVICES | J020402 | INTESTINAL INCONTINENCE NEUROSTIMULATORS | 4 | YES
J | ACTIVE-IMPLANTABLE DEVICES | J020403 | SACRAL SPINE NEUROSTIMULATION LEADS | 4 | YES
J | ACTIVE-IMPLANTABLE DEVICES | J020480 | SACRAL SPINE IMPLANTABLE NEUROSTIMULATORS - ACCESSORIES | 4 | YES
J | ACTIVE-IMPLANTABLE DEVICES | J020499 | SACRAL SPINE IMPLANTABLE NEUROSTIMULATORS - OTHER | 4 | YES
J | ACTIVE-IMPLANTABLE DEVICES | J0206 | FRENIC NERVE IMPLANTABLE NEUROSTIMULATORS | 3 | YES
J | ACTIVE-IMPLANTABLE DEVICES | J0207 | NEUROSTIMULATORS PROGRAMMERS AND ACCESSORIES | 3 | NO
J | ACTIVE-IMPLANTABLE DEVICES | J020701 | NEUROSTIMULATORS PROGRAMMERS | 4 | YES
J | ACTIVE-IMPLANTABLE DEVICES | J020780 | NEUROSTIMULATORS PROGRAMMERS - HARDWARE ACCESSORIES | 4 | YES
J | ACTIVE-IMPLANTABLE DEVICES | J020782 | NEUROSTIMULATORS PROGRAMMERS - SOFTWARE ACCESSORIES | 4 | YES
J | ACTIVE-IMPLANTABLE DEVICES | J020785 | NEUROSTIMULATORS PROGRAMMERS - CONSUMABLES | 4 | YES
J | ACTIVE-IMPLANTABLE DEVICES | J020792 | NEUROSTIMULATORS PROGRAMMERS - MEDICAL DEVICE SOFTWARE | 4 | YES
J | ACTIVE-IMPLANTABLE DEVICES | J0208 | GASTRIC IMPLANTABLE NEUROSTIMULATORS | 3 | NO
J | ACTIVE-IMPLANTABLE DEVICES | J020801 | INFERIOR ESOPHAGEAL SPHINCTER IMPLANTABLE NEUROSTIMULATORS | 4 | YES
J | ACTIVE-IMPLANTABLE DEVICES | J020802 | GASTRIC IMPLANTABLE OBESITY TREATMENT NEUROSTIMULATORS | 4 | YES
J | ACTIVE-IMPLANTABLE DEVICES | J020803 | GASTRIC IMPLANTABLE NAUSEA THERAPY NEUROSTIMULATORS | 4 | YES
J | ACTIVE-IMPLANTABLE DEVICES | J020804 | GASTRIC NEUROSTIMULATION LEADS | 4 | YES
J | ACTIVE-IMPLANTABLE DEVICES | J0209 | CAROTID SINUS IMPLANTABLE NEUROSTIMULATORS AND LEADS | 3 | YES
J | ACTIVE-IMPLANTABLE DEVICES | J0210 | PERIPHERAL NERVE IMPLANTABLE NEUROSTIMULATORS AND PAIN THERAPY LEADS | 3 | YES
J | ACTIVE-IMPLANTABLE DEVICES | J0211 | SLEEP APNEA TREATMENT IMPLANTABLE NEUROSTIMULATORS AND LEADS | 3 | YES
J | ACTIVE-IMPLANTABLE DEVICES | J0280 | IMPLANTABLE NEUROSTIMULATORS - ACCESSORIES | 3 | YES
J | ACTIVE-IMPLANTABLE DEVICES | J0299 | IMPLANTABLE NEUROSTIMULATORS - OTHER | 3 | YES
J | ACTIVE-IMPLANTABLE DEVICES | J03 | AUDITORY ACTIVE-IMPLANTABLE DEVICES | 2 | NO
J | ACTIVE-IMPLANTABLE DEVICES | J0301 | COCHLEAR IMPLANTS | 3 | YES
J | ACTIVE-IMPLANTABLE DEVICES | J0302 | MIDDLE EAR IMPLANTS | 3 | YES
J | ACTIVE-IMPLANTABLE DEVICES | J0303 | AUDITORY BRAINSTEM IMPLANTS | 3 | YES
J | ACTIVE-IMPLANTABLE DEVICES | J0304 | BONE CONDUCTION IMPLANTS | 3 | YES
J | ACTIVE-IMPLANTABLE DEVICES | J0380 | AUDITORY ACTIVE-IMPLANTABLE DEVICES - ACCESSORIES | 3 | YES
J | ACTIVE-IMPLANTABLE DEVICES | J0399 | AUDITORY ACTIVE-IMPLANTABLE DEVICES - OTHER | 3 | YES
J | ACTIVE-IMPLANTABLE DEVICES | J04 | IMPLANTABLE PUMPS | 2 | NO
J | ACTIVE-IMPLANTABLE DEVICES | J0401 | IMPLANTABLE PUMPS, ELECTRONIC | 3 | YES
J | ACTIVE-IMPLANTABLE DEVICES | J0402 | IMPLANTABLE PUMPS, MECHANICAL | 3 | YES
J | ACTIVE-IMPLANTABLE DEVICES | J0403 | IMPLANTABLE PUMPS PROGRAMMERS AND ACCESSORIES | 3 | NO
J | ACTIVE-IMPLANTABLE DEVICES | J040301 | IMPLANTABLE PUMPS PROGRAMMERS | 4 | YES
J | ACTIVE-IMPLANTABLE DEVICES | J040380 | IMPLANTABLE PUMPS PROGRAMMERS - HARDWARE ACCESSORIES | 4 | YES
J | ACTIVE-IMPLANTABLE DEVICES | J040382 | IMPLANTABLE PUMPS PROGRAMMERS - SOFTWARE ACCESSORIES | 4 | YES
J | ACTIVE-IMPLANTABLE DEVICES | J040385 | IMPLANTABLE PUMPS PROGRAMMERS - CONSUMABLES | 4 | YES
J | ACTIVE-IMPLANTABLE DEVICES | J040392 | IMPLANTABLE PUMPS PROGRAMMERS - MEDICAL DEVICE SOFTWARE | 4 | YES
J | ACTIVE-IMPLANTABLE DEVICES | J0480 | IMPLANTABLE PUMPS - ACCESSORIES | 3 | YES
J | ACTIVE-IMPLANTABLE DEVICES | J0499 | IMPLANTABLE PUMPS - OTHER | 3 | YES
J | ACTIVE-IMPLANTABLE DEVICES | J05 | BRACHYTHERAPY IMPLANTABLE DEVICES | 2 | NO
J | ACTIVE-IMPLANTABLE DEVICES | J0501 | BRACHYTHERAPY SOURCES | 3 | YES
J | ACTIVE-IMPLANTABLE DEVICES | J0502 | BRACHYTHERAPY ADMINISTRATION KITS | 3 | YES
J | ACTIVE-IMPLANTABLE DEVICES | J0580 | IMPLANTABLE BRACHYTHERAPY DEVICES - ACCESSORIES | 3 | YES
J | ACTIVE-IMPLANTABLE DEVICES | J06 | ACTIVE IMPLANTABLE GLUCOSE MONITORING SYSTEMS | 2 | NO
J | ACTIVE-IMPLANTABLE DEVICES | J0601 | IMPLANTABLE GLUCOSE MONITORING SENSORS | 3 | YES
J | ACTIVE-IMPLANTABLE DEVICES | J0602 | ACTIVE IMPLANTABLE GLUCOSE MONITORING SYSTEM TRANSMITTERS | 3 | YES
J | ACTIVE-IMPLANTABLE DEVICES | J0680 | ACTIVE IMPLANTABLE GLUCOSE MONITORING SYSTEMS - ACCESSORIES | 3 | YES
J | ACTIVE-IMPLANTABLE DEVICES | J07 | OPHTHALMOLOGICAL USE ACTIVE IMPLANTABLE DEVICES | 2 | NO
J | ACTIVE-IMPLANTABLE DEVICES | J0701 | ACTIVE RETINAL IMPLANTABLE DEVICES | 3 | YES
J | ACTIVE-IMPLANTABLE DEVICES | J0702 | INTRAOCULAR PRESSURE MONITORING IMPLANTABLE DEVICES | 3 | YES
J | ACTIVE-IMPLANTABLE DEVICES | J0780 | OPHTHALMOLOGICAL USE ACTIVE IMPLANTABLE DEVICES - ACCESSORIES | 3 | YES
J | ACTIVE-IMPLANTABLE DEVICES | J0799 | OPHTHALMOLOGICAL USE ACTIVE IMPLANTABLE DEVICES - OTHER | 3 | YES
J | ACTIVE-IMPLANTABLE DEVICES | J99 | ACTIVE-IMPLANTABLE DEVICES - OTHER | 2 | YES
K | ENDOTHERAPY AND ELECTROSURGICAL DEVICES | K | ENDOTHERAPY AND ELECTROSURGICAL DEVICES | 1 | NO
K | ENDOTHERAPY AND ELECTROSURGICAL DEVICES | K01 | ENDOTHERAPY DEVICES | 2 | NO
K | ENDOTHERAPY AND ELECTROSURGICAL DEVICES | K0101 | TROCAR AND KITS, SINGLE-USE | 3 | NO
K | ENDOTHERAPY AND ELECTROSURGICAL DEVICES | K010101 | TROCAR, SINGLE-USE | 4 | NO
K | ENDOTHERAPY AND ELECTROSURGICAL DEVICES | K01010101 | TROCAR STANDARD, SINGLE-USE | 5 | YES
K | ENDOTHERAPY AND ELECTROSURGICAL DEVICES | K01010102 | HASSON TROCAR, SINGLE-USE | 5 | YES
K | ENDOTHERAPY AND ELECTROSURGICAL DEVICES | K01010103 | OPTICAL TROCAR, SINGLE-USE | 5 | YES
K | ENDOTHERAPY AND ELECTROSURGICAL DEVICES | K01010104 | THORACIC TROCAR, SINGLE-USE | 5 | YES
K | ENDOTHERAPY AND ELECTROSURGICAL DEVICES | K01010105 | SPECIAL TROCAR, SINGLE-USE | 5 | YES
K | ENDOTHERAPY AND ELECTROSURGICAL DEVICES | K01010106 | ROBOTIC SURGERY TROCAR, SINGLE-USE | 5 | YES
K | ENDOTHERAPY AND ELECTROSURGICAL DEVICES | K01010180 | TROCAR, SINGLE-USE - ACCESSORIES | 5 | YES
K | ENDOTHERAPY AND ELECTROSURGICAL DEVICES | K01010199 | TROCAR, SINGLE-USE - OTHER | 5 | YES
K | ENDOTHERAPY AND ELECTROSURGICAL DEVICES | K010102 | MINIMALLY INVASIVE SURGERY KITS, SINGLE-USE | 4 | YES
K | ENDOTHERAPY AND ELECTROSURGICAL DEVICES | K0102 | MINIMALLY INVASIVE AND ROBOTIC SURGERY INSTRUMENTS, SINGLE-USE | 3 | NO
K | ENDOTHERAPY AND ELECTROSURGICAL DEVICES | K010201 | MINIMALLY INVASIVE SURGERY SURGICAL INSTRUMENTS, SINGLE-USE | 4 | NO
K | ENDOTHERAPY AND ELECTROSURGICAL DEVICES | K01020101 | MINIMALLY INVASIVE SURGERY DISSECTORS, SINGLE-USE | 5 | YES
K | ENDOTHERAPY AND ELECTROSURGICAL DEVICES | K01020102 | MINIMALLY INVASIVE SURGERY SCISSORS, SINGLE-USE | 5 | YES
K | ENDOTHERAPY AND ELECTROSURGICAL DEVICES | K01020103 | MINIMALLY INVASIVE SURGERY MANIPULATORS, SINGLE-USE | 5 | YES
K | ENDOTHERAPY AND ELECTROSURGICAL DEVICES | K01020104 | MINIMALLY INVASIVE SURGERY FORCEPS, SINGLE-USE | 5 | YES
K | ENDOTHERAPY AND ELECTROSURGICAL DEVICES | K01020105 | MINIMALLY INVASIVE SURGERY NEEDLE HOLDERS, SINGLE-USE | 5 | YES
K | ENDOTHERAPY AND ELECTROSURGICAL DEVICES | K01020106 | MINIMALLY INVASIVE SURGERY SPREADERS AND RETRACTORS, SINGLE-USE | 5 | YES
K | ENDOTHERAPY AND ELECTROSURGICAL DEVICES | K01020107 | MINIMALLY INVASIVE SURGERY RECOVERY BAGS | 5 | YES
K | ENDOTHERAPY AND ELECTROSURGICAL DEVICES | K01020109 | MINIMALLY INVASIVE SURGERY SWABS | 5 | YES
K | ENDOTHERAPY AND ELECTROSURGICAL DEVICES | K01020110 | MINIMALLY INVASIVE SURGERY CANNULAS, SINGLE-USE | 5 | YES
K | ENDOTHERAPY AND ELECTROSURGICAL DEVICES | K01020111 | MINIMALLY INVASIVE SURGERY BLADES, SINGLE-USE | 5 | YES
K | ENDOTHERAPY AND ELECTROSURGICAL DEVICES | K01020112 | MINIMALLY INVASIVE SURGERY HOOKS, SINGLE-USE | 5 | YES
K | ENDOTHERAPY AND ELECTROSURGICAL DEVICES | K01020113 | MINIMALLY INVASIVE SURGERY SPATULAS, SINGLE-USE | 5 | YES
K | ENDOTHERAPY AND ELECTROSURGICAL DEVICES | K01020114 | MINIMALLY INVASIVE SURGERY GUIDES, SINGLE-USE | 5 | YES
K | ENDOTHERAPY AND ELECTROSURGICAL DEVICES | K01020115 | MINIMALLY INVASIVE SURGERY HANDPIECES, SINGLE-USE | 5 | YES
K | ENDOTHERAPY AND ELECTROSURGICAL DEVICES | K01020116 | ENDOSCOPIC TISSUE SUTURE APPROXIMATORS, SINGLE - USE | 5 | YES
K | ENDOTHERAPY AND ELECTROSURGICAL DEVICES | K01020117 | MINIMALLY INVASIVE SURGERY DILATORS, SINGLE-USE | 5 | YES
K | ENDOTHERAPY AND ELECTROSURGICAL DEVICES | K01020118 | MINIMALLY INVASIVE SURGERY NEEDLES, SINGLE-USE | 5 | YES
K | ENDOTHERAPY AND ELECTROSURGICAL DEVICES | K01020119 | MINIMALLY INVASIVE SURGERY PALPATORS, SINGLE USE | 5 | YES
K | ENDOTHERAPY AND ELECTROSURGICAL DEVICES | K01020120 | MINIMALLY INVASIVE SURGERY SURGICAL INSTRUMENT KITS, SINGLE-USE | 5 | YES
K | ENDOTHERAPY AND ELECTROSURGICAL DEVICES | K01020199 | MINIMALLY INVASIVE SURGERY SURGICAL INSTRUMENT KITS, SINGLE-USE - OTHER | 5 | YES
K | ENDOTHERAPY AND ELECTROSURGICAL DEVICES | K010202 | ROBOTIC SURGERY INSTRUMENTS, SINGLE-USE | 4 | NO
K | ENDOTHERAPY AND ELECTROSURGICAL DEVICES | K01020201 | ROBOTIC SURGERY SCALPELS AND BLADES, SINGLE-USE | 5 | YES
K | ENDOTHERAPY AND ELECTROSURGICAL DEVICES | K01020202 | ROBOTIC SURGERY CLIPS, SINGLE-USE | 5 | YES
K | ENDOTHERAPY AND ELECTROSURGICAL DEVICES | K01020203 | ROBOTIC SURGERY SCISSORS, SINGLE-USE | 5 | YES
K | ENDOTHERAPY AND ELECTROSURGICAL DEVICES | K01020204 | ROBOTIC SURGERY FORCEPS, SINGLE-USE | 5 | YES
K | ENDOTHERAPY AND ELECTROSURGICAL DEVICES | K01020205 | ROBOTIC SURGERY INSTRUMENT KITS, SINGLE-USE | 5 | YES
K | ENDOTHERAPY AND ELECTROSURGICAL DEVICES | K01020299 | ROBOTIC SURGERY INSTRUMENT, SINGLE-USE - OTHER | 5 | YES
K | ENDOTHERAPY AND ELECTROSURGICAL DEVICES | K0103 | SPINAL ENDOTHERAPY DEVICES | 3 | NO
K | ENDOTHERAPY AND ELECTROSURGICAL DEVICES | K010301 | SPINAL PERCUTANEOUS PLASTIC DEVICES WITH BALLOON | 4 | YES
K | ENDOTHERAPY AND ELECTROSURGICAL DEVICES | K010302 | MINIMALLY INVASIVE SPINAL SURGERY INSTRUMENTS, SINGLE-USE | 4 | YES
K | ENDOTHERAPY AND ELECTROSURGICAL DEVICES | K010399 | SPINAL ENDOTHERAPY DEVICES - OTHER | 4 | YES
K | ENDOTHERAPY AND ELECTROSURGICAL DEVICES | K0104 | VERESS NEEDLES | 3 | YES
K | ENDOTHERAPY AND ELECTROSURGICAL DEVICES | K0105 | MINIMALLY INVASIVE SURGERY STABILITY SCREW THREADS | 3 | YES
K | ENDOTHERAPY AND ELECTROSURGICAL DEVICES | K0106 | MINIMALLY INVASIVE SURGERY REDUCERS | 3 | YES
K | ENDOTHERAPY AND ELECTROSURGICAL DEVICES | K0107 | CHOLANGIOGRAPHY PROBES | 3 | YES
K | ENDOTHERAPY AND ELECTROSURGICAL DEVICES | K0108 | HAND-ASSISTED SURGERY DEVICES | 3 | YES
K | ENDOTHERAPY AND ELECTROSURGICAL DEVICES | K0180 | ENDOTHERAPY DEVICES - OTHER ACCESSORIES | 3 | YES
K | ENDOTHERAPY AND ELECTROSURGICAL DEVICES | K0199 | ENDOTHERAPY DEVICES - OTHER | 3 | YES
K | ENDOTHERAPY AND ELECTROSURGICAL DEVICES | K02 | ELECTROSURGERY DEVICES, SINGLE-USE | 2 | NO
K | ENDOTHERAPY AND ELECTROSURGICAL DEVICES | K0201 | MONO- AND BIPOLAR DEVICES, SINGLE-USE | 3 | NO
K | ENDOTHERAPY AND ELECTROSURGICAL DEVICES | K020101 | MONO- AND BIPOLAR SURGICAL INSTRUMENTS, SINGLE-USE | 4 | NO
K | ENDOTHERAPY AND ELECTROSURGICAL DEVICES | K02010101 | ELECTROSURGERY MULTIFUNCTIONAL CANNULAS, SINGLE-USE | 5 | NO
K | ENDOTHERAPY AND ELECTROSURGICAL DEVICES | K0201010101 | OPEN ELECTROSURGERY MULTIFUNCTIONAL CANNULAS, SINGLE-USE | 6 | YES
K | ENDOTHERAPY AND ELECTROSURGICAL DEVICES | K0201010102 | LAPAROSCOPIC AND THORACOSCOPIC ELECTROSURGERY MULTIFUNCTIONAL CANNULAS, SINGLE-USE | 6 | YES
K | ENDOTHERAPY AND ELECTROSURGICAL DEVICES | K02010102 | ELECTROSURGERY DISSECTORS, SINGLE-USE | 5 | NO
K | ENDOTHERAPY AND ELECTROSURGICAL DEVICES | K0201010201 | OPEN ELECTROSURGERY DISSECTORS, SINGLE-USE | 6 | YES
K | ENDOTHERAPY AND ELECTROSURGICAL DEVICES | K0201010202 | LAPAROSCOPIC AND THORACOSCOPIC ELECTROSURGERY DISSECTORS, SINGLE-USE | 6 | YES
K | ENDOTHERAPY AND ELECTROSURGICAL DEVICES | K02010103 | ELECTROSURGERY ELECTRODES, SINGLE-USE | 5 | NO
K | ENDOTHERAPY AND ELECTROSURGICAL DEVICES | K0201010301 | OPEN ELECTROSURGERY ELECTRODES, SINGLE-USE | 6 | YES
K | ENDOTHERAPY AND ELECTROSURGICAL DEVICES | K0201010302 | LAPAR AND THORACOSCOPIC ELECTROSURGERY ELECTRODES, SINGLE-USE | 6 | YES
K | ENDOTHERAPY AND ELECTROSURGICAL DEVICES | K02010104 | ELECTROSURGERY SCISSORS, SINGLE-USE | 5 | NO
K | ENDOTHERAPY AND ELECTROSURGICAL DEVICES | K0201010401 | OPEN ELECTROSURGERY SCISSORS, SINGLE-USE | 6 | YES
K | ENDOTHERAPY AND ELECTROSURGICAL DEVICES | K0201010402 | LAPAROSCOPIC AND THORACOSCOPIC ELECTROSURGERY SCISSORS, SINGLE-USE | 6 | YES
K | ENDOTHERAPY AND ELECTROSURGICAL DEVICES | K02010105 | ELECTROSURGERY HANDPIECES, SINGLE-USE | 5 | NO
K | ENDOTHERAPY AND ELECTROSURGICAL DEVICES | K0201010501 | OPEN ELECTROSURGERY HANDPIECES, SINGLE-USE | 6 | YES
K | ENDOTHERAPY AND ELECTROSURGICAL DEVICES | K0201010502 | LAPAROSCOPIC AND THORACOSCOPIC ELECTROSURGERY HANDPIECES, SINGLE-USE | 6 | YES
K | ENDOTHERAPY AND ELECTROSURGICAL DEVICES | K02010106 | ELECTROSURGERY FORCEPS, SINGLE-USE | 5 | NO
K | ENDOTHERAPY AND ELECTROSURGICAL DEVICES | K0201010601 | OPEN ELECTROSURGERY FORCEPS, SINGLE-USE | 6 | YES
K | ENDOTHERAPY AND ELECTROSURGICAL DEVICES | K0201010602 | LAPAROSCOPIC AND THORACOSCOPIC ELECTROSURGERY FORCEPS, SINGLE-USE | 6 | YES
K | ENDOTHERAPY AND ELECTROSURGICAL DEVICES | K02010107 | SMOKE EVACUATION SYSTEMS | 5 | YES
K | ENDOTHERAPY AND ELECTROSURGICAL DEVICES | K02010108 | ELECTROSURGERY NEEDLES, SINGLE-USE | 5 | NO
K | ENDOTHERAPY AND ELECTROSURGICAL DEVICES | K0201010801 | OPEN ELECTROSURGERY NEEDLES, SINGLE-USE | 6 | YES
K | ENDOTHERAPY AND ELECTROSURGICAL DEVICES | K0201010802 | LAPAROSCOPIC AND THORACOSCOPIC ELECTROSURGERY NEEDLES, SINGLE-USE | 6 | YES
K | ENDOTHERAPY AND ELECTROSURGICAL DEVICES | K02010109 | ELECTROSURGERY BLADES, SINGLE-USE | 5 | NO
K | ENDOTHERAPY AND ELECTROSURGICAL DEVICES | K0201010901 | OPEN ELECTROSURGERY BLADES, SINGLE-USE | 6 | YES
K | ENDOTHERAPY AND ELECTROSURGICAL DEVICES | K0201010902 | LAPAROSCOPIC AND THORACOSCOPIC ELECTROSURGERY BLADES, SINGLE-USE | 6 | YES
K | ENDOTHERAPY AND ELECTROSURGICAL DEVICES | K02010110 | ELECTROSURGERY MANIPULATORS, SINGLE-USE | 5 | NO
K | ENDOTHERAPY AND ELECTROSURGICAL DEVICES | K0201011001 | OPEN ELECTROSURGERY MANIPULATORS, SINGLE-USE | 6 | YES
K | ENDOTHERAPY AND ELECTROSURGICAL DEVICES | K0201011002 | LAPAROSCOPIC AND THORACOSCOPIC ELECTROSURGERY MANIPULATORS, SINGLE-USE | 6 | YES
K | ENDOTHERAPY AND ELECTROSURGICAL DEVICES | K02010111 | ELECTROSURGERY INSTRUMENT KITS, SINGLE-USE | 5 | NO
K | ENDOTHERAPY AND ELECTROSURGICAL DEVICES | K0201011101 | OPEN ELECTROSURGERY INSTRUMENT KITS, SINGLE-USE | 6 | YES
K | ENDOTHERAPY AND ELECTROSURGICAL DEVICES | K0201011102 | LAPAROSCOPIC AND THORACOSCOPIC ELECTROSURGERY INSTRUMENT KITS, SINGLE-USE | 6 | YES
K | ENDOTHERAPY AND ELECTROSURGICAL DEVICES | K02010112 | ELECTROSURGERY PROBES, SINGLE-USE | 5 | NO
K | ENDOTHERAPY AND ELECTROSURGICAL DEVICES | K0201011201 | OPEN ELECTROSURGERY PROBES, SINGLE-USE | 6 | YES
K | ENDOTHERAPY AND ELECTROSURGICAL DEVICES | K0201011202 | LAPAROSCOPIC AND THORACOSCOPIC ELECTROSURGERY PROBES, SINGLE-USE | 6 | YES
K | ENDOTHERAPY AND ELECTROSURGICAL DEVICES | K02010113 | MINIMALLY INVASIVE SURGERY MULTIPURPOSE HANDPIECES, SINGLE-USE | 5 | YES
K | ENDOTHERAPY AND ELECTROSURGICAL DEVICES | K02010199 | MONO- AND BIPOLAR INSTRUMENTS, SINGLE-USE - OTHER | 5 | YES
K | ENDOTHERAPY AND ELECTROSURGICAL DEVICES | K020102 | ELECTROSURGERY PADS (NEUTRAL ELECTRODES) AND CABLES, SINGLE-USE | 4 | NO
K | ENDOTHERAPY AND ELECTROSURGICAL DEVICES | K02010201 | ELECTROSURGERY SINGLE PATIENT PADS (NEUTRAL ELECTRODES), SINGLE-USE | 5 | YES
K | ENDOTHERAPY AND ELECTROSURGICAL DEVICES | K02010202 | ELECTROSURGERY DUAL PATIENT PADS (NEUTRAL ELECTRODES), SINGLE-USE | 5 | YES
K | ENDOTHERAPY AND ELECTROSURGICAL DEVICES | K02010203 | ELECTROSURGERY CONNECTION CABLES, SINGLE-USE | 5 | YES
K | ENDOTHERAPY AND ELECTROSURGICAL DEVICES | K020103 | SELF-POWERED BIPOLAR ELECTROCAUTERS SINGLE USE | 4 | NO
K | ENDOTHERAPY AND ELECTROSURGICAL DEVICES | K02010301 | LOW TEMPERATURE BIPOLAR ELECTROCAUTERS, SINGLE USE | 5 | YES
K | ENDOTHERAPY AND ELECTROSURGICAL DEVICES | K02010302 | MEDIUM TEMPERATURE BIPOLAR ELECTROCAUTERS, SINGLE USE | 5 | YES
K | ENDOTHERAPY AND ELECTROSURGICAL DEVICES | K02010303 | HIGH TEMPERATURE BIPOLAR ELECTROCAUTERS, SINGLE USE | 5 | YES
K | ENDOTHERAPY AND ELECTROSURGICAL DEVICES | K020180 | SINGLE- AND BIPOLAR DEVICES, SINGLE USE - ACCESSORIES | 4 | YES
K | ENDOTHERAPY AND ELECTROSURGICAL DEVICES | K020199 | MONO- AND BIPOLAR DEVICES, SINGLE USE - OTHER | 4 | YES
K | ENDOTHERAPY AND ELECTROSURGICAL DEVICES | K0202 | DEVICES FOR SURGERY WITH ULTRASONIC GENERATOR, SINGLE-USE | 3 | NO
K | ENDOTHERAPY AND ELECTROSURGICAL DEVICES | K020201 | ULTRASONIC SURGERY INSTRUMENTS, SINGLE-USE | 4 | NO
K | ENDOTHERAPY AND ELECTROSURGICAL DEVICES | K02020101 | ULTRASONIC SURGERY SCISSORS, SINGLE-USE | 5 | NO
K | ENDOTHERAPY AND ELECTROSURGICAL DEVICES | K0202010101 | ULTRASONIC OPEN SURGERY SCISSORS, SINGLE-USE | 6 | YES
K | ENDOTHERAPY AND ELECTROSURGICAL DEVICES | K0202010102 | LAPAROSCOPIC AND THORACOSCOPIC ULTRASONIC SURGERY SCISSORS, SINGLE-USE | 6 | YES
K | ENDOTHERAPY AND ELECTROSURGICAL DEVICES | K02020102 | ULTRASONIC SURGERY HANDPIECES, SINGLE-USE | 5 | NO
K | ENDOTHERAPY AND ELECTROSURGICAL DEVICES | K0202010201 | ULTRASONIC OPEN SURGERY HANDPIECES, SINGLE-USE | 6 | YES
K | ENDOTHERAPY AND ELECTROSURGICAL DEVICES | K0202010202 | LAPAROSCOPIC AND THORACOSCOPIC ULTRASONIC SURGERY HANDPIECES, SINGLE-USE | 6 | YES
K | ENDOTHERAPY AND ELECTROSURGICAL DEVICES | K02020103 | ULTRASONIC SURGERY BLADES, SINGLE-USE | 5 | NO
K | ENDOTHERAPY AND ELECTROSURGICAL DEVICES | K0202010301 | ULTRASONIC OPEN SURGERY BLADES, SINGLE-USE | 6 | YES
K | ENDOTHERAPY AND ELECTROSURGICAL DEVICES | K0202010302 | LAPAROSCOPIC AND THORACOSCOPIC ULTRASONIC SURGERY BLADES, SINGLE-USE | 6 | YES
K | ENDOTHERAPY AND ELECTROSURGICAL DEVICES | K02020104 | ULTRASONIC SURGERY INSTRUMENT KITS, SINGLE-USE | 5 | NO
K | ENDOTHERAPY AND ELECTROSURGICAL DEVICES | K0202010401 | ULTRASONIC OPEN SURGERY INSTRUMENT KITS, SINGLE-USE | 6 | YES
K | ENDOTHERAPY AND ELECTROSURGICAL DEVICES | K0202010402 | LAPAROSCOPIC AND THORACOSCOPIC ULTRASONIC SURGERY INSTRUMENT KITS, SINGLE-USE | 6 | YES
K | ENDOTHERAPY AND ELECTROSURGICAL DEVICES | K02020105 | ULTRASONIC SURGERY CANNULAS, SINGLE-USE | 5 | NO
K | ENDOTHERAPY AND ELECTROSURGICAL DEVICES | K0202010501 | ULTRASONIC OPEN SURGERY CANNULAS, SINGLE-USE | 6 | YES
K | ENDOTHERAPY AND ELECTROSURGICAL DEVICES | K0202010502 | LAPAROSCOPIC AND THORACOSCOPIC ULTRASONIC SURGERY CANNULAS, SINGLE-USE | 6 | YES
K | ENDOTHERAPY AND ELECTROSURGICAL DEVICES | K02020106 | ULTRASONIC SURGERY DISSECTORS, SINGLE-USE | 5 | NO
K | ENDOTHERAPY AND ELECTROSURGICAL DEVICES | K0202010601 | ULTRASONIC OPEN SURGERY DISSECTORS, SINGLE-USE | 6 | YES
K | ENDOTHERAPY AND ELECTROSURGICAL DEVICES | K0202010602 | LAPAROSCOPIC AND THORACOSCOPIC ULTRASONIC SURGERY DISSECTORS, SINGLE-USE | 6 | YES
K | ENDOTHERAPY AND ELECTROSURGICAL DEVICES | K02020107 | ULTRASONIC SURGERY ELECTRODES, SINGLE-USE | 5 | NO
K | ENDOTHERAPY AND ELECTROSURGICAL DEVICES | K0202010701 | ULTRASONIC OPEN SURGERY ELECTRODES, SINGLE-USE | 6 | YES
K | ENDOTHERAPY AND ELECTROSURGICAL DEVICES | K0202010702 | LAPAROSCOPIC AND THORACOSCOPIC ULTRASONIC SURGERY ELECTRODES, SINGLE-USE | 6 | YES
K | ENDOTHERAPY AND ELECTROSURGICAL DEVICES | K02020108 | ULTRASONIC SURGERY FORCEPS, SINGLE-USE | 5 | NO
K | ENDOTHERAPY AND ELECTROSURGICAL DEVICES | K0202010801 | ULTRASONIC OPEN SURGERY FORCEPS, SINGLE-USE | 6 | YES
K | ENDOTHERAPY AND ELECTROSURGICAL DEVICES | K0202010802 | LAPAROSCOPIC AND THORACOSCOPIC ULTRASONIC SURGERY FORCEPS, SINGLE-USE | 6 | YES
K | ENDOTHERAPY AND ELECTROSURGICAL DEVICES | K02020109 | ULTRASONIC SURGERY MANIPULATORS, SINGLE-USE | 5 | NO
K | ENDOTHERAPY AND ELECTROSURGICAL DEVICES | K0202010901 | ULTRASONIC OPEN SURGERY MANIPULATORS, SINGLE-USE | 6 | YES
K | ENDOTHERAPY AND ELECTROSURGICAL DEVICES | K0202010902 | ULTRASONIC LAPAROSCOPIC AND THORACOSCOPIC SURGERY MANIPULATORS, SINGLE-USE | 6 | YES
K | ENDOTHERAPY AND ELECTROSURGICAL DEVICES | K02020199 | ULTRASONIC SURGERY INSTRUMENTS, SINGLE-USE - OTHER | 5 | YES
K | ENDOTHERAPY AND ELECTROSURGICAL DEVICES | K020280 | DEVICES FOR SURGERY WITH ULTRASONIC GENERATOR, SINGLE-USE - ACCESSORIES | 4 | YES
K | ENDOTHERAPY AND ELECTROSURGICAL DEVICES | K020299 | DEVICES FOR SURGERY WITH ULTRASONIC GENERATOR, SINGLE-USE - OTHER | 4 | YES
K | ENDOTHERAPY AND ELECTROSURGICAL DEVICES | K0203 | DEVICES FOR SURGERY WITH RADIOFREQUENCY GENERATOR, SINGLE-USE | 3 | NO
K | ENDOTHERAPY AND ELECTROSURGICAL DEVICES | K020301 | RADIOFREQUENCY SURGERY INSTRUMENTS, SINGLE-USE | 4 | NO
K | ENDOTHERAPY AND ELECTROSURGICAL DEVICES | K02030101 | RADIOFREQUENCY SURGERY ELECTRODES, SINGLE-USE | 5 | YES
K | ENDOTHERAPY AND ELECTROSURGICAL DEVICES | K02030102 | RADIOFREQUENCY SURGERY FORCEPS, SINGLE-USE | 5 | YES
K | ENDOTHERAPY AND ELECTROSURGICAL DEVICES | K02030103 | RADIOFREQUENCY SURGERY INSTRUMENT KITS, SINGLE-USE | 5 | YES
K | ENDOTHERAPY AND ELECTROSURGICAL DEVICES | K02030104 | RADIOFREQUENCY SURGERY NEEDLES, SINGLE-USE | 5 | YES
K | ENDOTHERAPY AND ELECTROSURGICAL DEVICES | K02030105 | RADIOFREQUENCY SURGERY DISSECTORS, SINGLE-USE | 5 | YES
K | ENDOTHERAPY AND ELECTROSURGICAL DEVICES | K02030106 | RADIOFREQUENCY SURGERY CANNULAS, SINGLE-USE | 5 | YES
K | ENDOTHERAPY AND ELECTROSURGICAL DEVICES | K02030107 | RADIOFREQUENCY SURGERY BLADES, SINGLE-USE | 5 | YES
K | ENDOTHERAPY AND ELECTROSURGICAL DEVICES | K02030108 | RADIOFREQUENCY SURGERY SCISSORS, SINGLE-USE | 5 | YES
K | ENDOTHERAPY AND ELECTROSURGICAL DEVICES | K02030109 | RADIOFREQUENCY SURGERY HANDPIECES, SINGLE-USE | 5 | YES
K | ENDOTHERAPY AND ELECTROSURGICAL DEVICES | K02030110 | RADIOFREQUENCY SURGERY MANIPULATORS, SINGLE-USE | 5 | YES
K | ENDOTHERAPY AND ELECTROSURGICAL DEVICES | K02030199 | RADIOFREQUENCY SURGERY INSTRUMENTS, SINGLE-USE - OTHER | 5 | YES
K | ENDOTHERAPY AND ELECTROSURGICAL DEVICES | K020380 | DEVICES FOR SURGERY WITH RADIOFREQUENCY GENERATOR, SINGLE-USE - ACCESSORIES | 4 | YES
K | ENDOTHERAPY AND ELECTROSURGICAL DEVICES | K020399 | DEVICES FOR SURGERY WITH RADIOFREQUENCY GENERATOR, SINGLE-USE - OTHER | 4 | YES
K | ENDOTHERAPY AND ELECTROSURGICAL DEVICES | K0204 | DEVICES FOR SURGERY WITH ARGON GAS GENERATOR, SINGLE-USE | 3 | NO
K | ENDOTHERAPY AND ELECTROSURGICAL DEVICES | K020401 | ARGON GAS SURGERY INSTRUMENTS, SINGLE-USE | 4 | NO
K | ENDOTHERAPY AND ELECTROSURGICAL DEVICES | K02040101 | ARGON GAS SURGERY ELECTRODES, SINGLE-USE | 5 | NO
K | ENDOTHERAPY AND ELECTROSURGICAL DEVICES | K0204010101 | ARGON GAS OPEN SURGERY ELECTRODES, SINGLE-USE | 6 | YES
K | ENDOTHERAPY AND ELECTROSURGICAL DEVICES | K0204010102 | ARGON GAS LAPAROSCOPIC AND THORACOSCOPIC SURGERY ELECTRODES, SINGLE-USE | 6 | YES
K | ENDOTHERAPY AND ELECTROSURGICAL DEVICES | K02040102 | ARGON GAS SURGERY HANDPIECES, SINGLE-USE | 5 | NO
K | ENDOTHERAPY AND ELECTROSURGICAL DEVICES | K0204010201 | ARGON GAS OPEN SURGERY HANDPIECES, SINGLE-USE | 6 | YES
K | ENDOTHERAPY AND ELECTROSURGICAL DEVICES | K0204010202 | ARGON GAS LAPAROSCOPIC AND THORACOSCOPIC GAS SURGERY HANDPIECES, SINGLE-USE | 6 | YES
K | ENDOTHERAPY AND ELECTROSURGICAL DEVICES | K02040103 | ARGON GAS SURGERY FORCEPS, SINGLE-USE | 5 | NO
K | ENDOTHERAPY AND ELECTROSURGICAL DEVICES | K0204010301 | ARGON GAS OPEN SURGERY FORCEPS, SINGLE-USE | 6 | YES
K | ENDOTHERAPY AND ELECTROSURGICAL DEVICES | K0204010302 | ARGON GAS LAPAROSCOPIC AND THORACOSCOPIC SURGERY FORCEPS, SINGLE-USE | 6 | YES
K | ENDOTHERAPY AND ELECTROSURGICAL DEVICES | K02040104 | ARGON GAS SURGERY SCISSORS, SINGLE-USE | 5 | NO
K | ENDOTHERAPY AND ELECTROSURGICAL DEVICES | K0204010401 | ARGON GAS OPEN SURGERY SCISSORS, SINGLE-USE | 6 | YES
K | ENDOTHERAPY AND ELECTROSURGICAL DEVICES | K0204010402 | ARGON GAS LAPAROSCOPIC AND THORACOSCOPIC SURGERY SCISSORS, SINGLE-USE | 6 | YES
K | ENDOTHERAPY AND ELECTROSURGICAL DEVICES | K02040105 | ARGON GAS SURGERY BLADES, SINGLE-USE | 5 | NO
K | ENDOTHERAPY AND ELECTROSURGICAL DEVICES | K0204010501 | ARGON GAS OPEN SURGERY BLADES, SINGLE-USE | 6 | YES
K | ENDOTHERAPY AND ELECTROSURGICAL DEVICES | K0204010502 | ARGON GAS LAPAROSCOPIC AND THORACOSCOPIC SURGERY BLADES, SINGLE-USE | 6 | YES
K | ENDOTHERAPY AND ELECTROSURGICAL DEVICES | K02040106 | ARGON GAS SURGERY DISSECTORS, SINGLE-USE | 5 | NO
K | ENDOTHERAPY AND ELECTROSURGICAL DEVICES | K0204010601 | ARGON GAS OPEN SURGERY DISSECTORS, SINGLE-USE | 6 | YES
K | ENDOTHERAPY AND ELECTROSURGICAL DEVICES | K0204010602 | ARGON GAS LAPAROSCOPIC AND THORACOSCOPIC SURGERY DISSECTORS, SINGLE-USE | 6 | YES
K | ENDOTHERAPY AND ELECTROSURGICAL DEVICES | K02040107 | ARGON GAS SURGERY CANNULAS, SINGLE-USE | 5 | NO
K | ENDOTHERAPY AND ELECTROSURGICAL DEVICES | K0204010701 | ARGON GAS OPEN SURGERY CANNULAS, SINGLE-USE | 6 | YES
K | ENDOTHERAPY AND ELECTROSURGICAL DEVICES | K0204010702 | ARGON GAS LAPAROSCOPIC AND THORACOSCOPIC SURGERY CANNULAS, SINGLE-USE | 6 | YES
K | ENDOTHERAPY AND ELECTROSURGICAL DEVICES | K02040108 | ARGON GAS SURGERY MANIPULATORS, SINGLE-USE | 5 | NO
K | ENDOTHERAPY AND ELECTROSURGICAL DEVICES | K0204010801 | ARGON GAS OPEN SURGERY MANIPULATORS, SINGLE-USE | 6 | YES
K | ENDOTHERAPY AND ELECTROSURGICAL DEVICES | K0204010802 | ARGON GAS LAPAROSCOPIC AND THORACOSCOPIC SURGERY MANIPULATORS, SINGLE-USE | 6 | YES
K | ENDOTHERAPY AND ELECTROSURGICAL DEVICES | K02040109 | ARGON GAS SURGERY INSTRUMENT KITS, SINGLE-USE | 5 | YES
K | ENDOTHERAPY AND ELECTROSURGICAL DEVICES | K02040199 | ARGON GAS SURGERY INSTRUMENTS, SINGLE-USE- OTHER | 5 | YES
K | ENDOTHERAPY AND ELECTROSURGICAL DEVICES | K020480 | DEVICES FOR SURGERY WITH ARGON GAS GENERATOR, SINGLE-USE- ACCESSORIES | 4 | YES
K | ENDOTHERAPY AND ELECTROSURGICAL DEVICES | K020499 | DEVICES FOR SURGERY WITH ARGON GAS GENERATOR, SINGLE-USE - OTHER | 4 | YES
K | ENDOTHERAPY AND ELECTROSURGICAL DEVICES | K0205 | DEVICES FOR SURGERY WITH COMBINED RADIOFREQUENCY / ULTRASOUND GENERATORS, SINGLE-USE | 3 | NO
K | ENDOTHERAPY AND ELECTROSURGICAL DEVICES | K020501 | COMBINED RADIOFREQUENCY / ULTRASOUND SURGERY INSTRUMENTS, SINGLE-USE | 4 | NO
K | ENDOTHERAPY AND ELECTROSURGICAL DEVICES | K02050101 | COMBINED RADIOFREQUENCY / ULTRASONIC SURGERY ELECTRODES, SINGLE-USE | 5 | YES
K | ENDOTHERAPY AND ELECTROSURGICAL DEVICES | K02050102 | COMBINED RADIOFREQUENCY / ULTRASONIC SURGERY FORCEPS, SINGLE-USE | 5 | YES
K | ENDOTHERAPY AND ELECTROSURGICAL DEVICES | K02050103 | COMBINED RADIOFREQUENCY / ULTRASOUND SURGERY INSTRUMENT KITS, SINGLE-USE | 5 | YES
K | ENDOTHERAPY AND ELECTROSURGICAL DEVICES | K02050104 | COMBINED RADIOFREQUENCY / ULTRASONIC SURGERY NEEDLES, SINGLE-USE | 5 | YES
K | ENDOTHERAPY AND ELECTROSURGICAL DEVICES | K02050105 | RADIOFREQUENCY / ULTRASONIC SURGERY COMBINED DISSECTORS, SINGLE-USE | 5 | YES
K | ENDOTHERAPY AND ELECTROSURGICAL DEVICES | K02050106 | COMBINED RADIOFREQUENCY / ULTRASOUND SURGERY CANNULAS, SINGLE-USE | 5 | YES
K | ENDOTHERAPY AND ELECTROSURGICAL DEVICES | K02050107 | COMBINED RADIOFREQUENCY / ULTRASONIC SURGERY BLADES, SINGLE-USE | 5 | YES
K | ENDOTHERAPY AND ELECTROSURGICAL DEVICES | K02050108 | COMBINED RADIOFREQUENCY / ULTRASONIC SURGERY SCISSORS, SINGLE-USE | 5 | YES
K | ENDOTHERAPY AND ELECTROSURGICAL DEVICES | K02050109 | COMBINED RADIOFREQUENCY / ULTRASONIC SURGERY HANDPIECES, SINGLE-USE | 5 | YES
K | ENDOTHERAPY AND ELECTROSURGICAL DEVICES | K02050110 | COMBINED RADIOFREQUENCY / ULTRASONIC SURGERY MANIPULATORS, SINGLE-USE | 5 | YES
K | ENDOTHERAPY AND ELECTROSURGICAL DEVICES | K0299 | ELECTROSURGERY DEVICES, SINGLE-USE - OTHER | 3 | YES
K | ENDOTHERAPY AND ELECTROSURGICAL DEVICES | K03 | ARTHROSCOPY DEVICES, SINGLE-USE | 2 | NO
K | ENDOTHERAPY AND ELECTROSURGICAL DEVICES | K0301 | ARTHROSCOPY TRACTION SYSTEMS, SINGLE-USE | 3 | YES
K | ENDOTHERAPY AND ELECTROSURGICAL DEVICES | K0302 | ARTHROSCOPY SURGICAL INSTRUMENTS, SINGLE-USE | 3 | NO
K | ENDOTHERAPY AND ELECTROSURGICAL DEVICES | K030201 | ARTHROSCOPY CANNULAS, SINGLE-USE | 4 | YES
K | ENDOTHERAPY AND ELECTROSURGICAL DEVICES | K030202 | ARTHROSCOPY GUIDE WIRES, SINGLE-USE | 4 | YES
K | ENDOTHERAPY AND ELECTROSURGICAL DEVICES | K030203 | ARTHROSCOPY BLADES, SINGLE-USE | 4 | YES
K | ENDOTHERAPY AND ELECTROSURGICAL DEVICES | K030204 | ARTHROSCOPY BURS, SINGLE-USE | 4 | YES
K | ENDOTHERAPY AND ELECTROSURGICAL DEVICES | K030205 | ARTHROSCOPY SUTURE DEVICES NOT INCLUDED IN OTHER CLASSES, SINGLE-USE | 4 | YES
K | ENDOTHERAPY AND ELECTROSURGICAL DEVICES | K030206 | ARTHROSCOPY DISSECTORS, SINGLE-USE | 4 | YES
K | ENDOTHERAPY AND ELECTROSURGICAL DEVICES | K030207 | ARTHROSCOPY ELECTRODES, SINGLE-USE | 4 | YES
K | ENDOTHERAPY AND ELECTROSURGICAL DEVICES | K030208 | ARTHROSCOPY FORCEPS, SINGLE-USE | 4 | YES
K | ENDOTHERAPY AND ELECTROSURGICAL DEVICES | K030209 | ARTHROSCOPY SCISSORS, SINGLE-USE | 4 | YES
K | ENDOTHERAPY AND ELECTROSURGICAL DEVICES | K030210 | ARTHROSCOPY HANDPIECES, SINGLE USE | 4 | YES
K | ENDOTHERAPY AND ELECTROSURGICAL DEVICES | K030211 | ARTHROSCOPY MANIPULATORS, SINGLE USE | 4 | YES
K | ENDOTHERAPY AND ELECTROSURGICAL DEVICES | K030212 | ARTHROSCOPY INSTRUMENT KITS, SINGLE USE | 4 | YES
K | ENDOTHERAPY AND ELECTROSURGICAL DEVICES | K030299 | ARTHROSCOPY SURGICAL INSTRUMENTS, SINGLE USE - OTHER | 4 | YES
K | ENDOTHERAPY AND ELECTROSURGICAL DEVICES | K0380 | ARTHROSCOPY DEVICES, SINGLE USE - ACCESSORIES | 3 | YES
K | ENDOTHERAPY AND ELECTROSURGICAL DEVICES | K0399 | ARTHROSCOPY DEVICES, SINGLE USE - OTHER | 3 | YES
L | REUSABLE SURGICAL INSTRUMENTS | L | REUSABLE SURGICAL INSTRUMENTS | 1 | NO
L | REUSABLE SURGICAL INSTRUMENTS | L01 | SHARP INSTRUMENTS, REUSABLE | 2 | NO
L | REUSABLE SURGICAL INSTRUMENTS | L0101 | SURGICAL SCALPELS, REUSABLE | 3 | NO
L | REUSABLE SURGICAL INSTRUMENTS | L010101 | MONOBLOCK SURGICAL SCALPELS, REUSABLE | 4 | YES
L | REUSABLE SURGICAL INSTRUMENTS | L010102 | SCALPEL BLADES, REUSABLE | 4 | YES
L | REUSABLE SURGICAL INSTRUMENTS | L010103 | HANDLES FOR SCALPELS, REUSABLE | 4 | YES
L | REUSABLE SURGICAL INSTRUMENTS | L0102 | SURGICAL KNIVES, REUSABLE | 3 | YES
L | REUSABLE SURGICAL INSTRUMENTS | L010407 | NEUROSURGERY SCISSORS, REUSABLE | 4 | NO
L | REUSABLE SURGICAL INSTRUMENTS | L01040701 | DURA MATER SCISSORS, REUSABLE | 5 | YES
L | REUSABLE SURGICAL INSTRUMENTS | L01040702 | NERVES SCISSORS, REUSABLE | 5 | YES
L | REUSABLE SURGICAL INSTRUMENTS | L01040799 | NEUROSURGERY SCISSORS, REUSABLE - OTHER | 5 | YES
L | REUSABLE SURGICAL INSTRUMENTS | L010408 | GASTROENTEROLOGY SCISSORS, REUSABLE | 4 | NO
L | REUSABLE SURGICAL INSTRUMENTS | L01040801 | INTESTINAL SCISSORS, REUSABLE | 5 | NO
L | REUSABLE SURGICAL INSTRUMENTS | L0104080101 | RECTAL SCISSORS, REUSABLE | 6 | YES
L | REUSABLE SURGICAL INSTRUMENTS | L0104080102 | ENTEROTOMY SCISSORS, REUSABLE | 6 | YES
L | REUSABLE SURGICAL INSTRUMENTS | L0104080199 | INTESTINAL SCISSORS, REUSABLE - OTHER | 6 | YES
L | REUSABLE SURGICAL INSTRUMENTS | L01040899 | GASTROENTEROLOGY SCISSORS, REUSABLE - OTHER | 5 | YES
L | REUSABLE SURGICAL INSTRUMENTS | L010409 | THORACIC SURGERY SCISSORS, REUSABLE | 4 | YES
L | REUSABLE SURGICAL INSTRUMENTS | L010410 | ODONTOSTOMATOLOGY SCISSORS, REUSABLE | 4 | NO
L | REUSABLE SURGICAL INSTRUMENTS | L01041001 | GINGIVAL SCISSORS, REUSABLE | 5 | YES
L | REUSABLE SURGICAL INSTRUMENTS | L01041099 | ODONTOSTOMATOLOGY SCISSORS, REUSABLE - OTHER | 5 | YES
L | REUSABLE SURGICAL INSTRUMENTS | L010411 | OBSTETRIC-GYNECOLOGICAL SURGERY SCISSORS, REUSABLE | 4 | NO
L | REUSABLE SURGICAL INSTRUMENTS | L01041101 | OBSTETRICS SCISSORS, REUSABLE | 5 | NO
L | REUSABLE SURGICAL INSTRUMENTS | L0104110101 | UMBILICAL SCISSORS, REUSABLE | 6 | YES
L | REUSABLE SURGICAL INSTRUMENTS | L0104110102 | EPISIOTOMY SCISSORS, REUSABLE | 6 | YES
L | REUSABLE SURGICAL INSTRUMENTS | L0104110103 | CEPHALOTOMY SCISSORS, REUSABLE | 6 | YES
L | REUSABLE SURGICAL INSTRUMENTS | L0104110199 | OBSTETRICS SCISSORS, REUSABLE - OTHER | 6 | YES
L | REUSABLE SURGICAL INSTRUMENTS | L01041102 | GYNECOLOGY SCISSORS, REUSABLE | 5 | NO
L | REUSABLE SURGICAL INSTRUMENTS | L0104110201 | UTERINE SCISSORS, REUSABLE | 6 | YES
L | REUSABLE SURGICAL INSTRUMENTS | L0104110202 | PARAMETRIUM SCISSORS, REUSABLE | 6 | YES
L | REUSABLE SURGICAL INSTRUMENTS | L0104110299 | GYNECOLOGY SCISSORS, REUSABLE - OTHER | 6 | YES
L | REUSABLE SURGICAL INSTRUMENTS | L01041199 | OBSTETRIC-GYNECOLOGICAL SURGERY SCISSORS, REUSABLE - OTHER | 5 | YES
L | REUSABLE SURGICAL INSTRUMENTS | L010412 | ORTHOPAEDIC SURGERY SCISSORS, REUSABLE | 4 | NO
L | REUSABLE SURGICAL INSTRUMENTS | L01041201 | BONE SCISSORS, REUSABLE | 5 | YES
L | REUSABLE SURGICAL INSTRUMENTS | L01041202 | WIRES AND METAL PLATES SCISSORS, REUSABLE | 5 | YES
L | REUSABLE SURGICAL INSTRUMENTS | L01041299 | ORTHOPAEDIC SURGERY SCISSORS, REUSABLE - OTHER | 5 | YES
L | REUSABLE SURGICAL INSTRUMENTS | L010413 | MICROSURGERY SCISSORS, REUSABLE | 4 | YES
L | REUSABLE SURGICAL INSTRUMENTS | L010499 | SURGICAL SCISSORS, REUSABLE - OTHER | 4 | YES
L | REUSABLE SURGICAL INSTRUMENTS | L0107 | SURGICAL SAWS AND BLADES, REUSABLE | 3 | NO
L | REUSABLE SURGICAL INSTRUMENTS | L010701 | MANUAL SURGICAL SAWS, REUSABLE | 4 | YES
L | REUSABLE SURGICAL INSTRUMENTS | L010702 | BLADES FOR MANUAL SURGICAL SAWS, REUSABLE | 4 | YES
L | REUSABLE SURGICAL INSTRUMENTS | L010703 | BLADES FOR MOTORISED SURGICAL SAWS, REUSABLE | 4 | YES
L | REUSABLE SURGICAL INSTRUMENTS | L0180 | SHARP INSTRUMENTS, REUSABLE - ACCESSORIES | 3 | YES
L | REUSABLE SURGICAL INSTRUMENTS | L0199 | SHARP INSTRUMENTS, REUSABLE - OTHER | 3 | YES
L | REUSABLE SURGICAL INSTRUMENTS | L02 | SUTURE INSTRUMENTS, REUSABLE | 2 | NO
L | REUSABLE SURGICAL INSTRUMENTS | L0201 | NEEDLES AND APPLICATORS FOR LIGATURES, REUSABLE | 3 | YES
L | REUSABLE SURGICAL INSTRUMENTS | L0202 | SUTURE NEEDLES, REUSABLE | 3 | YES
L | REUSABLE SURGICAL INSTRUMENTS | L0203 | NEEDLE CONTAINERS, REUSABLE | 3 | YES
L | REUSABLE SURGICAL INSTRUMENTS | L0204 | STAPLE REMOVERS, REUSABLE | 3 | YES
L | REUSABLE SURGICAL INSTRUMENTS | L0205 | NEEDLE HOLDERS, REUSABLE | 3 | YES
L | REUSABLE SURGICAL INSTRUMENTS | L0206 | GROOVED PROBES, REUSABLE | 3 | YES
L | REUSABLE SURGICAL INSTRUMENTS | L0207 | KNOT PUSHERS, REUSABLE | 3 | YES
L | REUSABLE SURGICAL INSTRUMENTS | L0208 | MULTIPLE CLIPS APPLICATORS, REUSABLE | 3 | NO
L | REUSABLE SURGICAL INSTRUMENTS | L020801 | MULTIPLE CLIPS APPLICATORS FOR OPEN SURGERY, REUSABLE | 4 | YES
L | REUSABLE SURGICAL INSTRUMENTS | L020802 | MULTIPLE APPLICATORS OF CLIPS FOR VIDEO SURGERY, REUSABLE | 4 | YES
L | REUSABLE SURGICAL INSTRUMENTS | L0299 | SUTURE INSTRUMENTS, REUSABLE - OTHER | 3 | YES
L | REUSABLE SURGICAL INSTRUMENTS | L03 | GENERAL SURGERY INSTRUMENTS, REUSABLE | 2 | NO
L | REUSABLE SURGICAL INSTRUMENTS | L0301 | GENERAL SURGERY SURGICAL CANNULAS AND HANDPIECES, REUSABLE | 3 | NO
L | REUSABLE SURGICAL INSTRUMENTS | L030101 | SUCTION AND IRRIGATION SURGICAL CANNULAS AND HANDPIECES, REUSABLE | 4 | YES
L | REUSABLE SURGICAL INSTRUMENTS | L030199 | GENERAL SURGERY SURGICAL CANNULAS AND HANDPIECES, REUSABLE - OTHER | 4 | YES
L | REUSABLE SURGICAL INSTRUMENTS | L0311 | PROBES AND EXPLORERS, REUSABLE | 3 | NO
L | REUSABLE SURGICAL INSTRUMENTS | L031101 | FISTULA PROBES, REUSABLE | 4 | YES
L | REUSABLE SURGICAL INSTRUMENTS | L031102 | EXPLORATION PROBES, REUSABLE | 4 | YES
L | REUSABLE SURGICAL INSTRUMENTS | L031103 | BUTTONED PROBES, REUSABLE | 4 | YES
L | REUSABLE SURGICAL INSTRUMENTS | L031104 | SURGICAL MIRRORS, REUSABLE | 4 | YES
L | REUSABLE SURGICAL INSTRUMENTS | L031199 | PROBES AND MIRRORS, REUSABLE - OTHER | 4 | YES
L | REUSABLE SURGICAL INSTRUMENTS | L0312 | SURGICAL TROCAR, REUSABLE | 3 | NO
L | REUSABLE SURGICAL INSTRUMENTS | L031201 | THORACIC TROCAR, REUSABLE | 4 | YES
L | REUSABLE SURGICAL INSTRUMENTS | L031202 | ABDOMINAL TROCAR, REUSABLE | 4 | YES
L | REUSABLE SURGICAL INSTRUMENTS | L031203 | OTOLARYNGOLOGICAL SURGERY TROCAR, REUSABLE | 4 | YES
L | REUSABLE SURGICAL INSTRUMENTS | L031204 | ARTHROSCOPIC SURGERY TROCAR, REUSABLE | 4 | YES
L | REUSABLE SURGICAL INSTRUMENTS | L031205 | ORTHOPAEDIC SURGERY TROCAR, REUSABLE | 4 | YES
L | REUSABLE SURGICAL INSTRUMENTS | L031206 | ROBOTIC SURGERY TROCAR, REUSABLE | 4 | YES
L | REUSABLE SURGICAL INSTRUMENTS | L031280 | SURGICAL TROCAR, REUSABLE - ACCESSORIES | 4 | YES
L | REUSABLE SURGICAL INSTRUMENTS | L031299 | SURGICAL TROCAR, REUSABLE - OTHER | 4 | YES
L | REUSABLE SURGICAL INSTRUMENTS | L0313 | GENERAL SURGERY FORCEPS, REUSABLE | 3 | NO
L | REUSABLE SURGICAL INSTRUMENTS | L031301 | GENERAL SURGERY BIOPSY FORCEPS, REUSABLE | 4 | YES
L | REUSABLE SURGICAL INSTRUMENTS | L031302 | MEDICATION FORCEPS, REUSABLE | 4 | YES
L | REUSABLE SURGICAL INSTRUMENTS | L031303 | SWAB FORCEPS, REUSABLE | 4 | YES
L | REUSABLE SURGICAL INSTRUMENTS | L031304 | GRASPING FORCEPS, REUSABLE | 4 | NO
L | REUSABLE SURGICAL INSTRUMENTS | L03130401 | TISSUE AND ORGAN GRASPING FORCEPS, REUSABLE | 5 | YES
L | REUSABLE SURGICAL INSTRUMENTS | L03130402 | FORCEPS FOR EXTERNAL BODIES, REUSABLE | 5 | YES
L | REUSABLE SURGICAL INSTRUMENTS | L03130403 | SPLINTER FORCEPS, REUSABLE | 5 | YES
L | REUSABLE SURGICAL INSTRUMENTS | L03130499 | GRASPING FORCEPS, REUSABLE - OTHER | 5 | YES
L | REUSABLE SURGICAL INSTRUMENTS | L031305 | FORCEPS FOR FABRICS AND BANDAGES, REUSABLE | 4 | YES
L | REUSABLE SURGICAL INSTRUMENTS | L031306 | HEMOSTATIC FORCEPS, REUSABLE | 4 | YES
L | REUSABLE SURGICAL INSTRUMENTS | L031307 | TOWEL AND TUBE CLAMPS, REUSABLE | 4 | YES
L | REUSABLE SURGICAL INSTRUMENTS | L031308 | SURGICAL AND ANATOMICAL TWEEZERS, REUSABLE | 4 | YES
L | REUSABLE SURGICAL INSTRUMENTS | L031309 | SUTURE NEEDLE PASSERS, REUSABLE | 4 | YES
L | REUSABLE SURGICAL INSTRUMENTS | L031310 | DISSECTION FORCEPS, REUSABLE | 4 | YES
L | REUSABLE SURGICAL INSTRUMENTS | L031312 | INTUBATION FORCEPS, REUSABLE | 4 | YES
L | REUSABLE SURGICAL INSTRUMENTS | L031399 | GENERAL SURGERY FORCEPS, REUSABLE - OTHER | 4 | YES
L | REUSABLE SURGICAL INSTRUMENTS | L0314 | GENERAL SURGERY SPREADERS AND SPATULAS, REUSABLE | 3 | NO
L | REUSABLE SURGICAL INSTRUMENTS | L031401 | GENERAL SURGERY SPREADERS AND RETRACTORS, REUSABLE | 4 | NO
L | REUSABLE SURGICAL INSTRUMENTS | L03140101 | SELF-STATIC SPREADERS, REUSABLE | 5 | YES
L | REUSABLE SURGICAL INSTRUMENTS | L03140102 | VAGINAL SPREADERS, REUSABLE | 5 | YES
L | REUSABLE SURGICAL INSTRUMENTS | L03140103 | VASCULAR SPREADERS AND RETRACTORS, REUSABLE | 5 | YES
L | REUSABLE SURGICAL INSTRUMENTS | L03140104 | SPREADERS HOOKS, REUSABLE | 5 | YES
L | REUSABLE SURGICAL INSTRUMENTS | L03140105 | SKIN RETRACTORS, REUSABLE | 5 | YES
L | REUSABLE SURGICAL INSTRUMENTS | L03140199 | SPREADERS AND RETRACTORS FOR GENERAL SURGERY, REUSABLE - OTHER | 5 | YES
L | REUSABLE SURGICAL INSTRUMENTS | L031402 | GENERAL SURGERY SPATULAS, REUSABLE | 4 | YES
L | REUSABLE SURGICAL INSTRUMENTS | L0315 | GENERAL SURGERY DISSECTORS, REUSABLE | 3 | YES
L | REUSABLE SURGICAL INSTRUMENTS | L0316 | HELMETS AND BINOCULAR GLASSES FOR SURGEONS | 3 | YES
L | REUSABLE SURGICAL INSTRUMENTS | L0317 | GENERAL SURGERY ADAPTERS AND CONNECTORS, REUSABLE | 3 | YES
L | REUSABLE SURGICAL INSTRUMENTS | L0318 | INSTRUMENTS FOR SUPPORT OF SURGICAL DEVICES, REUSABLE | 3 | YES
L | REUSABLE SURGICAL INSTRUMENTS | L0399 | GENERAL SURGERY INSTRUMENTS, REUSABLE - OTHER | 3 | YES
L | REUSABLE SURGICAL INSTRUMENTS | L04 | ABDOMINAL SURGERY INSTRUMENTS, REUSABLE | 2 | NO
L | REUSABLE SURGICAL INSTRUMENTS | L0406 | RIGID RECTOSCOPES AND ANOSCOPES, REUSABLE | 3 | YES
L | REUSABLE SURGICAL INSTRUMENTS | L0408 | ABDOMINAL SURGERY SPECIAL FORCEPS, REUSABLE | 3 | NO
L | REUSABLE SURGICAL INSTRUMENTS | L040801 | LIVER AND BILIARY TRACT SPECIAL FORCEPS, REUSABLE | 4 | NO
L | REUSABLE SURGICAL INSTRUMENTS | L04080101 | GALLBLADDER FORCEPS, REUSABLE | 5 | YES
L | REUSABLE SURGICAL INSTRUMENTS | L04080102 | GALLSTONES FORCEPS, REUSABLE | 5 | YES
L | REUSABLE SURGICAL INSTRUMENTS | L04080103 | BILIARY TRACT FORCEPS, REUSABLE | 5 | YES
L | REUSABLE SURGICAL INSTRUMENTS | L04080199 | LIVER AND BILIARY TRACT SPECIAL FORCEPS, REUSABLE - OTHER | 5 | YES
L | REUSABLE SURGICAL INSTRUMENTS | L040802 | GASTROINTESTINAL SYSTEM SPECIAL FORCEPS, REUSABLE | 4 | NO
L | REUSABLE SURGICAL INSTRUMENTS | L04080201 | ESOPHAGEAL FORCEPS, REUSABLE | 5 | YES
L | REUSABLE SURGICAL INSTRUMENTS | L04080202 | GASTRIC FORCEPS, REUSABLE | 5 | YES
L | REUSABLE SURGICAL INSTRUMENTS | L04080203 | INTESTINAL FORCEPS, REUSABLE | 5 | NO
L | REUSABLE SURGICAL INSTRUMENTS | L0408020301 | INTESTINAL TISSUE GRIPPERS, REUSABLE | 6 | YES
L | REUSABLE SURGICAL INSTRUMENTS | L0408020302 | ENTEROSTATS, REUSABLE | 6 | YES
L | REUSABLE SURGICAL INSTRUMENTS | L0408020303 | RECTAL BIOPTIC FORCEPS, REUSABLE | 6 | YES
L | REUSABLE SURGICAL INSTRUMENTS | L0408020304 | INTESTINAL COMPRESSION FORCEPS, REUSABLE | 6 | YES
L | REUSABLE SURGICAL INSTRUMENTS | L0408020305 | INTESTINAL ANASTOMOSIS FORCEPS, REUSABLE | 6 | YES
L | REUSABLE SURGICAL INSTRUMENTS | L0408020306 | HEMORROIDAL FORCEPS, REUSABLE | 6 | YES
L | REUSABLE SURGICAL INSTRUMENTS | L0408020399 | INTESTINAL FORCEPS, REUSABLE - OTHER | 6 | YES
L | REUSABLE SURGICAL INSTRUMENTS | L04080204 | PERITONEAL FORCEPS, REUSABLE | 5 | YES
L | REUSABLE SURGICAL INSTRUMENTS | L04080299 | GASTROINTESTINAL SYSTEM SPECIAL FORCEPS, REUSABLE - OTHER | 5 | YES
L | REUSABLE SURGICAL INSTRUMENTS | L0409 | ABDOMINAL SURGERY DILATORS AND SPREADERS, REUSABLE | 3 | NO
L | REUSABLE SURGICAL INSTRUMENTS | L040901 | ABDOMINAL SPREADERS, REUSABLE | 4 | YES
L | REUSABLE SURGICAL INSTRUMENTS | L040902 | RECTAL AND ANAL SPREADERS, REUSABLE | 4 | YES
L | REUSABLE SURGICAL INSTRUMENTS | L040903 | GASTRIC DILATORS, REUSABLE | 4 | YES
L | REUSABLE SURGICAL INSTRUMENTS | L040999 | ABDOMINAL SURGERY DILATORS AND SPREADERS, REUSABLE - OTHER | 4 | YES
L | REUSABLE SURGICAL INSTRUMENTS | L0410 | ABDOMINAL SURGERY PROBES, REUSABLE | 3 | NO
L | REUSABLE SURGICAL INSTRUMENTS | L041001 | LIVER AND BILIARY ROUTES SURGICAL PROBES, MULTIPURPOSE | 4 | NO
L | REUSABLE SURGICAL INSTRUMENTS | L04100101 | BILIARY SURGICAL PROBES, REUSABLE | 5 | YES
L | REUSABLE SURGICAL INSTRUMENTS | L04100102 | LIVER SURGICAL PROBES, REUSABLE | 5 | YES
L | REUSABLE SURGICAL INSTRUMENTS | L041002 | DIGESTIVE SYSTEM SURGICAL PROBES, REUSABLE | 4 | NO
L | REUSABLE SURGICAL INSTRUMENTS | L04100201 | ESOPHAGEAL SURGICAL PROBES, REUSABLE | 5 | YES
L | REUSABLE SURGICAL INSTRUMENTS | L04100202 | RECTAL SURGICAL PROBES, REUSABLE | 5 | YES
L | REUSABLE SURGICAL INSTRUMENTS | L04100299 | DIGESTIVE SYSTEM SURGICAL PROBES, REUSABLE - OTHER | 5 | YES
L | REUSABLE SURGICAL INSTRUMENTS | L0411 | ABDOMINAL SURGERY INSTRUMENT KITS, REUSABLE | 3 | YES
L | REUSABLE SURGICAL INSTRUMENTS | L0499 | ABDOMINAL SURGERY INSTRUMENTS, REUSABLE - OTHER | 3 | YES
L | REUSABLE SURGICAL INSTRUMENTS | L05 | OBSTETRICS AND GYNECOLOGY INSTRUMENTS, REUSABLE | 2 | NO
L | REUSABLE SURGICAL INSTRUMENTS | L0508 | OBSTETRICS INSTRUMENTS, REUSABLE | 3 | NO
L | REUSABLE SURGICAL INSTRUMENTS | L050801 | OBSTETRICS FORCEPS, REUSABLE | 4 | YES
L | REUSABLE SURGICAL INSTRUMENTS | L050802 | AMNIOTOMES, REUSABLE | 4 | YES
L | REUSABLE SURGICAL INSTRUMENTS | L050803 | OBSTETRIC SURGERY FORCEPS, REUSABLE | 4 | NO
L | REUSABLE SURGICAL INSTRUMENTS | L05080301 | OBSTETRIC SURGERY CLAMPS, REUSABLE | 5 | NO
L | REUSABLE SURGICAL INSTRUMENTS | L0508030101 | UMBILICAL CLAMPING FORCEPS, REUSABLE | 6 | YES
L | REUSABLE SURGICAL INSTRUMENTS | L0508030199 | OBSTETRIC SURGERY CLAMPS, REUSABLE - OTHER | 6 | YES
L | REUSABLE SURGICAL INSTRUMENTS | L05080302 | OBSTETRIC GRIPPERS, REUSABLE | 5 | YES
L | REUSABLE SURGICAL INSTRUMENTS | L05080303 | PLACENTA AND ABORTIVE TISSUE FORCEPS, REUSABLE | 5 | YES
L | REUSABLE SURGICAL INSTRUMENTS | L05080399 | OBSTETRIC SURGERY FORCEPS, REUSABLE - OTHER | 5 | YES
L | REUSABLE SURGICAL INSTRUMENTS | L050804 | OBSTETRICS HOOKS, REUSABLE | 4 | YES
L | REUSABLE SURGICAL INSTRUMENTS | L050899 | OBSTETRICS INSTRUMENTS, REUSABLE - OTHER | 4 | YES
L | REUSABLE SURGICAL INSTRUMENTS | L0509 | GYNECOLOGICAL SURGERY INSTRUMENTS, REUSABLE | 3 | NO
L | REUSABLE SURGICAL INSTRUMENTS | L050901 | UTERINE CURETTES, REUSABLE | 4 | YES
L | REUSABLE SURGICAL INSTRUMENTS | L050902 | GYNECOLOGICAL USE DILATORS AND SPREADERS, REUSABLE | 4 | NO
L | REUSABLE SURGICAL INSTRUMENTS | L05090201 | GYNECOLOGICAL USE DILATORS, REUSABLE | 5 | NO
L | REUSABLE SURGICAL INSTRUMENTS | L0509020101 | VAGINAL DILATORS, REUSABLE | 6 | YES
L | REUSABLE SURGICAL INSTRUMENTS | L0509020102 | CERVICAL DILATORS, REUSABLE | 6 | YES
L | REUSABLE SURGICAL INSTRUMENTS | L0509020103 | TUBES DILATORS, REUSABLE | 6 | YES
L | REUSABLE SURGICAL INSTRUMENTS | L0509020199 | GYNECOLOGICAL USE DILATORS, REUSABLE - OTHER | 6 | YES
L | REUSABLE SURGICAL INSTRUMENTS | L05090202 | GYNECOLOGICAL USE SPREADERS, REUSABLE | 5 | NO
L | REUSABLE SURGICAL INSTRUMENTS | L0509020201 | UTERINE RETRACTORS, REUSABLE | 6 | YES
L | REUSABLE SURGICAL INSTRUMENTS | L0509020299 | GYNECOLOGICAL USE SPREADERS, REUSABLE - OTHER | 6 | YES
L | REUSABLE SURGICAL INSTRUMENTS | L050903 | GYNECOLOGICAL SURGERY FORCEPS, REUSABLE | 4 | NO
L | REUSABLE SURGICAL INSTRUMENTS | L05090301 | GYNECOLOGICAL BIOPSY FORCEPS, REUSABLE | 5 | YES
L | REUSABLE SURGICAL INSTRUMENTS | L05090302 | UTERINE FORCEPS, REUSABLE | 5 | NO
L | REUSABLE SURGICAL INSTRUMENTS | L0509030201 | HYSTERECTOMY FORCEPS, REUSABLE | 6 | YES
L | REUSABLE SURGICAL INSTRUMENTS | L0509030202 | UTERINE GRIPPERS, REUSABLE | 6 | YES
L | REUSABLE SURGICAL INSTRUMENTS | L0509030203 | PARAMETRIUM FORCEPS, REUSABLE | 6 | YES
L | REUSABLE SURGICAL INSTRUMENTS | L0509030299 | UTERINE FORCEPS, REUSABLE - OTHER | 6 | YES
L | REUSABLE SURGICAL INSTRUMENTS | L05090399 | GYNECOLOGICAL SURGERY FORCEPS, REUSABLE - OTHER | 5 | YES
L | REUSABLE SURGICAL INSTRUMENTS | L050905 | GYNECOLOGICAL SURGERY PROBES, REUSABLE | 4 | NO
L | REUSABLE SURGICAL INSTRUMENTS | L05090501 | UTERINE SURGICAL PROBES, REUSABLE | 5 | YES
L | REUSABLE SURGICAL INSTRUMENTS | L05090599 | GYNECOLOGICAL SURGERY PROBES, REUSABLE - OTHER | 5 | YES
L | REUSABLE SURGICAL INSTRUMENTS | L050906 | GYNECOLOGICAL PROSTHETIC INSTRUMENTS AND KIT, REUSABLE | 4 | YES
L | REUSABLE SURGICAL INSTRUMENTS | L0590 | OBSTETRICS AND GYNECOLOGY INSTRUMENTS, REUSABLE - VARIOUS | 3 | NO
L | REUSABLE SURGICAL INSTRUMENTS | L059001 | VAGINAL SPECULUMS, REUSABLE | 4 | YES
L | REUSABLE SURGICAL INSTRUMENTS | L059002 | UTERINE LEVERS, REUSABLE | 4 | YES
L | REUSABLE SURGICAL INSTRUMENTS | L059003 | GYNECOLOGICAL USE HOOKS, REUSABLE | 4 | YES
L | REUSABLE SURGICAL INSTRUMENTS | L059004 | UTERINE MANIPULATORS, REUSABLE | 4 | YES
L | REUSABLE SURGICAL INSTRUMENTS | L059005 | CERVICAL CERCLAGE NEEDLES, REUSABLE | 4 | YES
L | REUSABLE SURGICAL INSTRUMENTS | L059006 | OBSTETRIC AND GYNECOLOGICAL SURGERY SCALPELS AND KNIVES, REUSABLE | 4 | YES
L | REUSABLE SURGICAL INSTRUMENTS | L059007 | UTERINE MYOMA EXTRACTORS, REUSABLE | 4 | YES
L | REUSABLE SURGICAL INSTRUMENTS | L059008 | OBSTETRIC AND GYNECOLOGICAL SURGERY INSTRUMENT KITS, REUSABLE | 4 | YES
L | REUSABLE SURGICAL INSTRUMENTS | L059099 | OBSTETRICS AND GYNECOLOGY INSTRUMENTS, REUSABLE - OTHER | 4 | YES
L | REUSABLE SURGICAL INSTRUMENTS | L06 | UROLOGY INSTRUMENTS, REUSABLE | 2 | NO
L | REUSABLE SURGICAL INSTRUMENTS | L0604 | ENDOSCOPIC UROLOGY INSTRUMENTS, REUSABLE | 3 | NO
L | REUSABLE SURGICAL INSTRUMENTS | L060401 | ENDOSCOPIC UROLOGY SCISSORS, REUSABLE | 4 | YES
L | REUSABLE SURGICAL INSTRUMENTS | L060402 | ENDOSCOPIC UROLOGY MANIPULATORS, REUSABLE | 4 | YES
L | REUSABLE SURGICAL INSTRUMENTS | L060403 | ENDOSCOPIC UROLOGY FORCEPS, REUSABLE | 4 | YES
L | REUSABLE SURGICAL INSTRUMENTS | L060404 | ENDOSCOPIC UROLOGY DISSECTORS, REUSABLE | 4 | YES
L | REUSABLE SURGICAL INSTRUMENTS | L060405 | ENDOSCOPIC UROLOGY SCALPELS, REUSABLE | 4 | NO
L | REUSABLE SURGICAL INSTRUMENTS | L06040501 | ENDOSCOPIC SURGERY URETHROTOMES AND URETEROTOMES, REUSABLE | 5 | YES
L | REUSABLE SURGICAL INSTRUMENTS | L06040599 | ENDOSCOPIC UROLOGY SCALPELS, REUSABLE - OTHER | 5 | YES
L | REUSABLE SURGICAL INSTRUMENTS | L060406 | ENDOSCOPIC UROLOGY RECOVERY BASKETS, REUSABLE | 4 | YES
L | REUSABLE SURGICAL INSTRUMENTS | L060407 | ENDOSCOPIC UROLOGY SHIRTS, REUSABLE | 4 | YES
L | REUSABLE SURGICAL INSTRUMENTS | L060408 | ENDOSCOPIC UROLOGY FILLERS, REUSABLE | 4 | YES
L | REUSABLE SURGICAL INSTRUMENTS | L060409 | ENDOSCOPIC UROLOGY CANNULAS, REUSABLE | 4 | YES
L | REUSABLE SURGICAL INSTRUMENTS | L060410 | ENDOSCOPIC UROLOGY NEEDLES, REUSABLE | 4 | YES
L | REUSABLE SURGICAL INSTRUMENTS | L060411 | ENDOSCOPIC UROLOGY SPREADERS AND RETRACTORS, REUSABLE | 4 | YES
L | REUSABLE SURGICAL INSTRUMENTS | L060412 | ENDOSCOPIC UROLOGY DILATORS, REUSABLE | 4 | YES
L | REUSABLE SURGICAL INSTRUMENTS | L060413 | ENDOSCOPIC UROLOGY ADAPTERS AND CONNECTORS, REUSABLE | 4 | YES
L | REUSABLE SURGICAL INSTRUMENTS | L060480 | ENDOSCOPIC UROLOGY INSTRUMENTS, REUSABLE - ACCESSORIES | 4 | YES
L | REUSABLE SURGICAL INSTRUMENTS | L060499 | ENDOSCOPIC UROLOGY INSTRUMENTS, REUSABLE - OTHER | 4 | YES
L | REUSABLE SURGICAL INSTRUMENTS | L0605 | NON-ENDOSCOPIC UROLOGY DILATORS AND SPREADERS, REUSABLE | 3 | NO
L | REUSABLE SURGICAL INSTRUMENTS | L060501 | NON-ENDOSCOPIC UROLOGICAL EXPANSION INSTRUMENTS, REUSABLE | 4 | NO
L | REUSABLE SURGICAL INSTRUMENTS | L06050101 | NON-ENDOSCOPIC URETHRAL EXPANSION INSTRUMENTS, REUSABLE | 5 | YES
L | REUSABLE SURGICAL INSTRUMENTS | L06050199 | NON-ENDOSCOPIC UROLOGICAL DILATION INSTRUMENTS, REUSABLE - OTHER | 5 | YES
L | REUSABLE SURGICAL INSTRUMENTS | L060502 | NON-ENDOSCOPIC UROLOGY SPREADERS, REUSABLE | 4 | NO
L | REUSABLE SURGICAL INSTRUMENTS | L06050201 | NON-ENDOSCOPIC BLADDER SPREADERS AND RETRACTORS, REUSABLE | 5 | YES
L | REUSABLE SURGICAL INSTRUMENTS | L06050202 | NON-ENDOSCOPIC PROSTATIC SPREADERS AND RETRACTORS, REUSABLE | 5 | YES
L | REUSABLE SURGICAL INSTRUMENTS | L06050299 | NON-ENDOSCOPIC UROLOGY RETRACTORS, REUSABLE - OTHER | 5 | YES
L | REUSABLE SURGICAL INSTRUMENTS | L0606 | NON-ENDOSCOPIC UROLOGY FORCEPS, REUSABLE | 3 | NO
L | REUSABLE SURGICAL INSTRUMENTS | L060601 | NON-ENDOSCOPIC KIDNEY FORCEPS, REUSABLE | 4 | NO
L | REUSABLE SURGICAL INSTRUMENTS | L06060101 | KIDNEY STONES NON-ENDOSCOPIC FORCEPS, REUSABLE | 5 | YES
L | REUSABLE SURGICAL INSTRUMENTS | L06060102 | NON-ENDOSCOPIC UROLOGICAL SURGERY RENAL PEDICLE CLAMPS, REUSABLE | 5 | YES
L | REUSABLE SURGICAL INSTRUMENTS | L06060103 | NON-ENDOSCOPIC KIDNEY GRIPPERS, REUSABLE | 5 | YES
L | REUSABLE SURGICAL INSTRUMENTS | L06060199 | NON-ENDOSCOPIC KIDNEY FORCEPS, REUSABLE - OTHER | 5 | YES
L | REUSABLE SURGICAL INSTRUMENTS | L060602 | NON-ENDOSCOPIC URINARY TRACT FORCEPS, REUSABLE | 4 | YES
L | REUSABLE SURGICAL INSTRUMENTS | L060603 | EXTERNAL MALE GENITALS FORCEPS, REUSABLE | 4 | NO
L | REUSABLE SURGICAL INSTRUMENTS | L06060301 | EXTERNAL MALE GENITALS CLAMPS, REUSABLE | 5 | NO
L | REUSABLE SURGICAL INSTRUMENTS | L0606030101 | PENILE CLAMPS, REUSABLE | 6 | YES
L | REUSABLE SURGICAL INSTRUMENTS | L0606030199 | EXTERNAL MALE GENITALS CLAMPS, REUSABLE - OTHER | 6 | YES
L | REUSABLE SURGICAL INSTRUMENTS | L06060399 | EXTERNAL MALE GENITALS FORCEPS, REUSABLE - OTHER | 5 | YES
L | REUSABLE SURGICAL INSTRUMENTS | L060604 | NON-ENDOSCOPIC PROSTATIC FORCEPS, REUSABLE | 4 | YES
L | REUSABLE SURGICAL INSTRUMENTS | L060699 | NON-ENDOSCOPIC UROLOGY FORCEPS, REUSABLE - OTHER | 4 | YES
L | REUSABLE SURGICAL INSTRUMENTS | L0607 | SUPRAPUBIC ACCESS HANDPIECES, REUSABLE | 3 | YES
L | REUSABLE SURGICAL INSTRUMENTS | L0608 | NON-ENDOSCOPIC URINARY TRACT SURGICAL MANIPULATORS, REUSABLE | 3 | YES
L | REUSABLE SURGICAL INSTRUMENTS | L0609 | UROLOGICAL SURGERY INSTRUMENT KITS, REUSABLE | 3 | YES
L | REUSABLE SURGICAL INSTRUMENTS | L0610 | NON-ENDOSCOPIC UROLOGICAL SURGERY SPATULAS, REUSABLE | 3 | YES
L | REUSABLE SURGICAL INSTRUMENTS | L0611 | NON-ENDOSCOPIC UROLOGY NEEDLES, REUSABLE | 3 | YES
L | REUSABLE SURGICAL INSTRUMENTS | L0612 | UROLOGY PROSTHETIC INSTRUMENTS AND KIT, REUSABLE | 3 | YES
L | REUSABLE SURGICAL INSTRUMENTS | L0699 | UROLOGY INSTRUMENTS, REUSABLE - OTHER | 3 | YES
L | REUSABLE SURGICAL INSTRUMENTS | L07 | CARDIOVASCULAR SURGERY INSTRUMENTS, REUSABLE | 2 | NO
L | REUSABLE SURGICAL INSTRUMENTS | L0707 | CARDIAC SURGERY INSTRUMENTS, REUSABLE | 3 | NO
L | REUSABLE SURGICAL INSTRUMENTS | L070701 | CARDIAC SURGERY FORCEPS, REUSABLE | 4 | YES
L | REUSABLE SURGICAL INSTRUMENTS | L070702 | CARDIAC DILATORS AND RETRACTORS, REUSABLE | 4 | NO
L | REUSABLE SURGICAL INSTRUMENTS | L07070201 | CARDIAC DILATORS, REUSABLE | 5 | NO
L | REUSABLE SURGICAL INSTRUMENTS | L0707020101 | VALVE DILATORS, REUSABLE | 6 | YES
L | REUSABLE SURGICAL INSTRUMENTS | L0707020199 | CARDIAC DILATORS, REUSABLE - OTHER | 6 | YES
L | REUSABLE SURGICAL INSTRUMENTS | L07070202 | CARDIAC RETRACTORS, REUSABLE | 5 | YES
L | REUSABLE SURGICAL INSTRUMENTS | L070703 | CARDIAC VALVULOTOMES, REUSABLE | 4 | YES
L | REUSABLE SURGICAL INSTRUMENTS | L070704 | CARDIAC SURGERY MEASUREMENT INSTRUMENTS, REUSABLE | 4 | YES
L | REUSABLE SURGICAL INSTRUMENTS | L070705 | CARDIAC SURGERY INSTRUMENT KITS, REUSABLE | 4 | YES
L | REUSABLE SURGICAL INSTRUMENTS | L070799 | CARDIAC SURGERY INSTRUMENTS, REUSABLE - OTHER | 4 | YES
L | REUSABLE SURGICAL INSTRUMENTS | L0708 | VASCULAR SURGERY INSTRUMENTS, REUSABLE | 3 | NO
L | REUSABLE SURGICAL INSTRUMENTS | L070801 | VASCULAR SURGERY FORCEPS, REUSABLE | 4 | NO
L | REUSABLE SURGICAL INSTRUMENTS | L07080101 | VASCULAR CLIPS, REUSABLE | 5 | NO
L | REUSABLE SURGICAL INSTRUMENTS | L0708010101 | BULLDOG VASCULAR CLIPS, REUSABLE | 6 | YES
L | REUSABLE SURGICAL INSTRUMENTS | L0708010180 | VASCULAR CLIPS, REUSABLE - ACCESSORIES | 6 | NO
L | REUSABLE SURGICAL INSTRUMENTS | L070801018001 | FORCEPS FOR THE APPLICATION AND REMOVAL OF VASCULAR CLIPS, REUSABLE | 7 | YES
L | REUSABLE SURGICAL INSTRUMENTS | L070801018099 | VASCULAR CLIPS, REUSABLE - OTHER - ACCESSORIES | 7 | YES
L | REUSABLE SURGICAL INSTRUMENTS | L0708010199 | VASCULAR CLIPS, REUSABLE - OTHER | 6 | YES
L | REUSABLE SURGICAL INSTRUMENTS | L07080102 | GENERIC VASCULAR CLAMPING ANGIOSTATS AND FORCEPS, REUSABLE | 5 | YES
L | REUSABLE SURGICAL INSTRUMENTS | L07080103 | VASCULAR ANASTOMOSIS FORCEPS, REUSABLE | 5 | YES
L | REUSABLE SURGICAL INSTRUMENTS | L07080104 | VASCULAR APPROXIMATORS, REUSABLE | 5 | YES
L | REUSABLE SURGICAL INSTRUMENTS | L07080105 | SPECIFIC VESSELS CLAMPS, REUSABLE | 5 | NO
L | REUSABLE SURGICAL INSTRUMENTS | L0708010501 | AORTIC CLAMPS, REUSABLE | 6 | YES
L | REUSABLE SURGICAL INSTRUMENTS | L0708010502 | CAROTID CLAMPS, REUSABLE | 6 | YES
L | REUSABLE SURGICAL INSTRUMENTS | L0708010503 | VENA CAVA CLAMPS, REUSABLE | 6 | YES
L | REUSABLE SURGICAL INSTRUMENTS | L0708010599 | SPECIFIC VESSELS CLAMPS, REUSABLE - OTHER | 6 | YES
L | REUSABLE SURGICAL INSTRUMENTS | L07080199 | VASCULAR SURGERY CLAMPS, REUSABLE - OTHER | 5 | YES
L | REUSABLE SURGICAL INSTRUMENTS | L070802 | VASCULAR DILATORS, REUSABLE | 4 | YES
L | REUSABLE SURGICAL INSTRUMENTS | L070803 | VASCULAR SPATULAS, REUSABLE | 4 | YES
L | REUSABLE SURGICAL INSTRUMENTS | L070804 | VENOUS STRIPPERS, REUSABLE | 4 | YES
L | REUSABLE SURGICAL INSTRUMENTS | L070805 | VASCULAR TUNNELLERS, REUSABLE | 4 | YES
L | REUSABLE SURGICAL INSTRUMENTS | L070806 | CARDIOVASCULAR PROSTHETICS INSTRUMENTS, REUSABLE | 4 | NO
L | REUSABLE SURGICAL INSTRUMENTS | L07080601 | VASCULAR PROSTHETICS FORCEPS, REUSABLE | 5 | NO
L | REUSABLE SURGICAL INSTRUMENTS | L0708060101 | FORCEPS FOR THE APPLICATION OF VASCULAR PROSTHESES, REUSABLE | 6 | YES
L | REUSABLE SURGICAL INSTRUMENTS | L0708060199 | VASCULAR PROSTHETICS FORCEPS, REUSABLE - OTHER | 6 | YES
L | REUSABLE SURGICAL INSTRUMENTS | L07080699 | CARDIOVASCULAR PROSTHETICS INSTRUMENTS, REUSABLE - OTHER | 5 | YES
L | REUSABLE SURGICAL INSTRUMENTS | L070807 | VASCULAR PERFORATORS, REUSABLE | 4 | YES
L | REUSABLE SURGICAL INSTRUMENTS | L070808 | VASCULAR SURGERY MANIPULATORS, REUSABLE | 4 | NO
L | REUSABLE SURGICAL INSTRUMENTS | L07080801 | VASCULAR DEPRESSORS, REUSABLE | 5 | YES
L | REUSABLE SURGICAL INSTRUMENTS | L07080899 | VASCULAR SURGERY MANIPULATORS, REUSABLE - OTHER | 5 | YES
L | REUSABLE SURGICAL INSTRUMENTS | L070809 | ENDOARTERIECTOMY INSTRUMENTS, REUSABLE | 4 | YES
L | REUSABLE SURGICAL INSTRUMENTS | L070810 | VASCULAR SURGERY INSTRUMENT KITS, REUSABLE | 4 | YES
L | REUSABLE SURGICAL INSTRUMENTS | L070899 | VASCULAR SURGERY INSTRUMENTS, REUSABLE - OTHER | 4 | YES
L | REUSABLE SURGICAL INSTRUMENTS | L08 | THORACIC SURGERY INSTRUMENTS, REUSABLE | 2 | NO
L | REUSABLE SURGICAL INSTRUMENTS | L0801 | COSTOTOMES, REUSABLE | 3 | YES
L | REUSABLE SURGICAL INSTRUMENTS | L0804 | STERNOTOMY SURGICAL INSTRUMENTS, REUSABLE | 3 | YES
L | REUSABLE SURGICAL INSTRUMENTS | L0805 | THORACIC SURGERY FORCEPS, REUSABLE | 3 | NO
L | REUSABLE SURGICAL INSTRUMENTS | L080501 | BRONCHUS CLAMPS, REUSABLE | 4 | YES
L | REUSABLE SURGICAL INSTRUMENTS | L080502 | PULMONARY CLAMPS, REUSABLE | 4 | NO
L | REUSABLE SURGICAL INSTRUMENTS | L08050201 | PULMONARY TISSUE GRIPPERS, REUSABLE | 5 | YES
L | REUSABLE SURGICAL INSTRUMENTS | L08050299 | PULMONARY CLAMPS, REUSABLE - OTHER | 5 | YES
L | REUSABLE SURGICAL INSTRUMENTS | L080599 | THORACIC SURGERY CLAMPS, REUSABLE - OTHER | 4 | YES
L | REUSABLE SURGICAL INSTRUMENTS | L0806 | THORACIC SURGERY DILATORS AND SPREADERS, REUSABLE | 3 | NO
L | REUSABLE SURGICAL INSTRUMENTS | L080601 | THORACIC SURGERY DILATORS, REUSABLE | 4 | NO
L | REUSABLE SURGICAL INSTRUMENTS | L08060101 | PULMONARY DILATORS, REUSABLE | 5 | YES
L | REUSABLE SURGICAL INSTRUMENTS | L08060199 | THORACIC SURGERY DILATORS, REUSABLE - OTHER | 5 | YES
L | REUSABLE SURGICAL INSTRUMENTS | L080602 | THORACIC SURGERY SPREADERS, REUSABLE | 4 | NO
L | REUSABLE SURGICAL INSTRUMENTS | L08060201 | COSTAL AND STERNAL RETRACTORS, REUSABLE | 5 | YES
L | REUSABLE SURGICAL INSTRUMENTS | L08060299 | THORACIC SURGERY SPREADERS, REUSABLE - OTHER | 5 | YES
L | REUSABLE SURGICAL INSTRUMENTS | L0807 | THORACIC SURGERY SPATULAS, REUSABLE | 3 | YES
L | REUSABLE SURGICAL INSTRUMENTS | L0808 | BRONCHOSCOPIC SURGERY INSTRUMENTS, REUSABLE | 3 | NO
L | REUSABLE SURGICAL INSTRUMENTS | L080801 | BRONCHOSCOPIC SURGERY DISSECTORS, REUSABLE | 4 | YES
L | REUSABLE SURGICAL INSTRUMENTS | L080802 | BRONCHOSCOPIC SURGERY SCISSORS, REUSABLE | 4 | YES
L | REUSABLE SURGICAL INSTRUMENTS | L080803 | BRONCHOSCOPIC SURGERY CLAMPS, REUSABLE | 4 | YES
L | REUSABLE SURGICAL INSTRUMENTS | L080804 | BRONCHOSCOPIC SURGERY CURETTES, REUSABLE | 4 | YES
L | REUSABLE SURGICAL INSTRUMENTS | L080805 | BRONCHOSCOPIC SURGERY CANNULAS, REUSABLE | 4 | YES
L | REUSABLE SURGICAL INSTRUMENTS | L080806 | BRONCHOSCOPY ADAPTERS AND CONNECTORS, REUSABLE | 4 | YES
L | REUSABLE SURGICAL INSTRUMENTS | L080899 | BRONCHOSCOPIC SURGERY INSTRUMENTS, REUSABLE - OTHER | 4 | YES
L | REUSABLE SURGICAL INSTRUMENTS | L0809 | THORACIC SURGERY INSTRUMENT KITS, REUSABLE | 3 | YES
L | REUSABLE SURGICAL INSTRUMENTS | L0899 | THORACIC SURGERY INSTRUMENTS, REUSABLE - OTHER | 3 | YES
L | REUSABLE SURGICAL INSTRUMENTS | L09 | ORTHOPAEDIC AND TRAUMATOLOGICAL SURGERY INSTRUMENTS, REUSABLE | 2 | NO
L | REUSABLE SURGICAL INSTRUMENTS | L0901 | ORTHOPAEDIC SURGERY SPOONS AND CURETTES, REUSABLE | 3 | YES
L | REUSABLE SURGICAL INSTRUMENTS | L0902 | ORTHOPAEDIC SURGERY LEVERS, REUSABLE | 3 | YES
L | REUSABLE SURGICAL INSTRUMENTS | L0903 | ORTHOPAEDIC SURGERY HAMMERS, REUSABLE | 3 | YES
L | REUSABLE SURGICAL INSTRUMENTS | L0904 | OSTEOTOMES AND SCALPELS, REUSABLE | 3 | NO
L | REUSABLE SURGICAL INSTRUMENTS | L090401 | ORTHOPAEDIC SURGERY OSTEOTOMES, REUSABLE | 4 | YES
L | REUSABLE SURGICAL INSTRUMENTS | L090402 | ORTHOPAEDIC SURGERY SCALPELS, REUSABLE | 4 | YES
L | REUSABLE SURGICAL INSTRUMENTS | L090403 | ORTHOPAEDIC SURGERY GOUGES, REUSABLE | 4 | YES
L | REUSABLE SURGICAL INSTRUMENTS | L090404 | OSTEOTOMES AND SCALPELS BLADES, REUSABLE | 4 | YES
L | REUSABLE SURGICAL INSTRUMENTS | L0908 | ORTHOPAEDIC AND TRAUMATOLOGICAL TRACTION INSTRUMENTS, REUSABLE | 3 | YES
L | REUSABLE SURGICAL INSTRUMENTS | L0909 | ORTHOPAEDIC SURGERY CUTTING INSTRUMENTS, REUSABLE | 3 | NO
L | REUSABLE SURGICAL INSTRUMENTS | L090901 | BONE CUTTERS, REUSABLE | 4 | YES
L | REUSABLE SURGICAL INSTRUMENTS | L090902 | ORTHOPAEDIC SURGERY TREPHINES, REUSABLE | 4 | YES
L | REUSABLE SURGICAL INSTRUMENTS | L090903 | ORTHOPAEDIC SURGERY SCALPELS AND KNIVES, REUSABLE | 4 | YES
L | REUSABLE SURGICAL INSTRUMENTS | L090999 | ORTHOPAEDIC SURGERY CUTTING INSTRUMENTS, REUSABLE - OTHER | 4 | YES
L | REUSABLE SURGICAL INSTRUMENTS | L0910 | OSTEOSYNTHESIS INSTRUMENTS, REUSABLE | 3 | NO
L | REUSABLE SURGICAL INSTRUMENTS | L091001 | INSTRUMENTS FOR INSERTION AND EXTRACTION OF MATERIALS FOR OSTEOSYNTHESIS, REUSABLE | 4 | YES
L | REUSABLE SURGICAL INSTRUMENTS | L091002 | INSTRUMENTS FOR PROCESSING MATERIALS FOR OSTEOSYNTHESIS, REUSABLE | 4 | YES
L | REUSABLE SURGICAL INSTRUMENTS | L091099 | OSTEOSYNTHESIS INSTRUMENTS, REUSABLE - OTHER | 4 | YES
L | REUSABLE SURGICAL INSTRUMENTS | L0911 | ORTHOPAEDIC PROSTHETICS INSTRUMENTS, REUSABLE | 3 | NO
L | REUSABLE SURGICAL INSTRUMENTS | L091101 | ORTHOPAEDIC PROSTHESES AND TRAUMATOLOGICAL IMPLANTS EXTRACTORS, REUSABLE | 4 | YES
L | REUSABLE SURGICAL INSTRUMENTS | L091102 | ORTHOPAEDIC PROSTHESES REAMERS AND BURS, REUSABLE | 4 | YES
L | REUSABLE SURGICAL INSTRUMENTS | L091103 | ORTHOPAEDIC PROSTHESES FORCEPS, REUSABLE | 4 | YES
L | REUSABLE SURGICAL INSTRUMENTS | L091104 | ORTHOPAEDIC PROSTHESES POSITIONERS, REUSABLE | 4 | YES
L | REUSABLE SURGICAL INSTRUMENTS | L091105 | CEMENTATION INSTRUMENTS, REUSABLE | 4 | YES
L | REUSABLE SURGICAL INSTRUMENTS | L091106 | INSTRUMENTS FOR THE PREPARATION OF TISSUE IMPLANTS IN ORTHOPAEDIC AND TRAUMATOLOGICAL SURGERY, REUSABLE | 4 | YES
L | REUSABLE SURGICAL INSTRUMENTS | L091199 | ORTHOPAEDIC PROSTHETICS INSTRUMENTS, REUSABLE - OTHER | 4 | YES
L | REUSABLE SURGICAL INSTRUMENTS | L0912 | ORTHOPAEDIC RASPS AND FILES, REUSABLE | 3 | NO
L | REUSABLE SURGICAL INSTRUMENTS | L091201 | ORTHOPAEDIC SURGERY RASPS, REUSABLE | 4 | YES
L | REUSABLE SURGICAL INSTRUMENTS | L091202 | ORTHOPAEDIC SURGERY FILES, REUSABLE | 4 | YES
L | REUSABLE SURGICAL INSTRUMENTS | L0913 | ORTHOPAEDIC SURGERY FORCEPS, REUSABLE | 3 | NO
L | REUSABLE SURGICAL INSTRUMENTS | L091301 | BONE GRASPS, REUSABLE | 4 | YES
L | REUSABLE SURGICAL INSTRUMENTS | L091302 | BONE RONGEURS, REUSABLE | 4 | YES
L | REUSABLE SURGICAL INSTRUMENTS | L091303 | BONE REDUCTION FORCEPS, REUSABLE | 4 | YES
L | REUSABLE SURGICAL INSTRUMENTS | L091304 | SEQUESTRIAL PLIERS, REUSABLE | 4 | YES
L | REUSABLE SURGICAL INSTRUMENTS | L091305 | FORCEPS FOR TENDONS AND LIGAMENTS, REUSABLE | 4 | YES
L | REUSABLE SURGICAL INSTRUMENTS | L091306 | CARTILAGE FORCEPS, REUSABLE | 4 | YES
L | REUSABLE SURGICAL INSTRUMENTS | L091307 | ORTHOPAEDIC SURGERY RONGEURS, REUSABLE | 4 | YES
L | REUSABLE SURGICAL INSTRUMENTS | L091399 | ORTHOPAEDIC SURGERY FORCEPS, REUSABLE - OTHER | 4 | YES
L | REUSABLE SURGICAL INSTRUMENTS | L0914 | SCOLLAPERIOSTIUM AND PERIOSTEOTOMES, REUSABLE | 3 | YES
L | REUSABLE SURGICAL INSTRUMENTS | L0915 | SPREADERS AND RETRACTORS FOR ORTHOPAEDIC SURGERY, REUSABLE | 3 | YES
L | REUSABLE SURGICAL INSTRUMENTS | L0916 | ORTHOPAEDIC SURGERY BURS AND TIPS, REUSABLE | 3 | YES
L | REUSABLE SURGICAL INSTRUMENTS | L0917 | ORTHOPAEDIC SPATULAS, REUSABLE | 3 | YES
L | REUSABLE SURGICAL INSTRUMENTS | L0918 | ORTHOPAEDIC TUNNELISERS, REUSABLE | 3 | YES
L | REUSABLE SURGICAL INSTRUMENTS | L0919 | ORTHOPAEDIC AND TRAUMATOLOGICAL SURGERY INSTRUMENT KITS, REUSABLE | 3 | YES
L | REUSABLE SURGICAL INSTRUMENTS | L0920 | ORTHOPAEDIC SURGERY DISTRACTORS, REUSABLE | 3 | YES
L | REUSABLE SURGICAL INSTRUMENTS | L0921 | NON-IMPLANTABLE ORTHOPAEDIC DEVICES EXTRACTORS, REUSABLE | 3 | YES
L | REUSABLE SURGICAL INSTRUMENTS | L0922 | ORTHOPAEDIC SURGERY GUIDES, REUSABLE | 3 | YES
L | REUSABLE SURGICAL INSTRUMENTS | L0923 | ORTHOPAEDICS SURGICAL MEASURERS, REUSABLE | 3 | YES
L | REUSABLE SURGICAL INSTRUMENTS | L0924 | TENOTOMES, REUSABLE | 3 | YES
L | REUSABLE SURGICAL INSTRUMENTS | L0925 | ORTHOPAEDIC SURGERY DILATORS, REUSABLE | 3 | YES
L | REUSABLE SURGICAL INSTRUMENTS | L0926 | ORTHOPAEDIC SURGERY DISSECTORS, REUSABLE | 3 | YES
L | REUSABLE SURGICAL INSTRUMENTS | L0927 | ORTHOPAEDIC SURGERY MANUAL PERFORATORS, REUSABLE | 3 | YES
L | REUSABLE SURGICAL INSTRUMENTS | L0980 | ORTHOPAEDIC AND TRAUMATOLOGICAL SURGERY INSTRUMENTS, REUSABLE - ACCESSORIES | 3 | NO
L | REUSABLE SURGICAL INSTRUMENTS | L098001 | ORTHOPAEDIC AND TRAUMATOLOGICAL SURGERY MANDRELS, REUSABLE | 4 | YES
L | REUSABLE SURGICAL INSTRUMENTS | L098002 | ORTHOPAEDIC INSTRUMENTS KEYS, REUSABLE | 4 | YES
L | REUSABLE SURGICAL INSTRUMENTS | L098003 | ORTHOPAEDIC AND TRAUMATOLOGICAL SURGERY TAPS, REUSABLE | 4 | YES
L | REUSABLE SURGICAL INSTRUMENTS | L098099 | ORTHOPAEDIC AND TRAUMATOLOGICAL SURGERY INSTRUMENTS, REUSABLE - OTHER ACCESSORIES | 4 | YES
L | REUSABLE SURGICAL INSTRUMENTS | L0999 | ORTHOPAEDIC AND TRAUMATOLOGICAL SURGERY INSTRUMENTS, REUSABLE - OTHER | 3 | YES
L | REUSABLE SURGICAL INSTRUMENTS | L10 | MICROSURGERY INSTRUMENTS, REUSABLE | 2 | NO
L | REUSABLE SURGICAL INSTRUMENTS | L1001 | MICROSURGERY APPROXIMATORS, REUSABLE | 3 | YES
L | REUSABLE SURGICAL INSTRUMENTS | L1003 | MICROSURGERY FORCEPS, REUSABLE | 3 | YES
L | REUSABLE SURGICAL INSTRUMENTS | L1004 | MICROSURGERY NEEDLE HOLDERS, REUSABLE | 3 | YES
L | REUSABLE SURGICAL INSTRUMENTS | L1005 | MICROSURGERY INSTRUMENT KITS, REUSABLE | 3 | YES
L | REUSABLE SURGICAL INSTRUMENTS | L1099 | MICROSURGERY INSTRUMENTS, REUSABLE - OTHER | 3 | YES
L | REUSABLE SURGICAL INSTRUMENTS | L11 | NEUROSURGERY AND SPINAL SURGERY INSTRUMENTS, REUSABLE | 2 | NO
L | REUSABLE SURGICAL INSTRUMENTS | L1102 | NEUROSURGERY SPATULAS AND DISSECTORS, REUSABLE | 3 | YES
L | REUSABLE SURGICAL INSTRUMENTS | L1103 | CERVICAL TRACTION BRACKETS, REUSABLE | 3 | YES
L | REUSABLE SURGICAL INSTRUMENTS | L1104 | BITS FOR NEUROSURGERY DRILLS, REUSABLE | 3 | YES
L | REUSABLE SURGICAL INSTRUMENTS | L1105 | NEUROSURGERY SPREADERS AND RETRACTORS, REUSABLE | 3 | NO
L | REUSABLE SURGICAL INSTRUMENTS | L110501 | VERTEBRAL SURGERY SPREADERS AND RETRACTORS, REUSABLE | 4 | NO
L | REUSABLE SURGICAL INSTRUMENTS | L11050101 | LAMINECTOMY SPREADERS AND RETRACTORS, REUSABLE | 5 | YES
L | REUSABLE SURGICAL INSTRUMENTS | L11050199 | VERTEBRAL SURGERY SPREADERS AND RETRACTORS, REUSABLE - OTHER | 5 | YES
L | REUSABLE SURGICAL INSTRUMENTS | L110502 | NERVES AND VESSELS HOOK RETRACTORS, REUSABLE | 4 | YES
L | REUSABLE SURGICAL INSTRUMENTS | L110503 | CRANIAL SURGERY SPREADERS AND RETRACTORS, REUSABLE | 4 | NO
L | REUSABLE SURGICAL INSTRUMENTS | L11050301 | CEREBRAL SPREADERS AND RETRACTORS, REUSABLE | 5 | YES
L | REUSABLE SURGICAL INSTRUMENTS | L11050399 | CRANIAL SURGERY SPREADERS AND RETRACTORS, REUSABLE - OTHER | 5 | YES
L | REUSABLE SURGICAL INSTRUMENTS | L110599 | NEUROSURGERY SPREADERS AND RETRACTORS, REUSABLE - OTHER | 4 | YES
L | REUSABLE SURGICAL INSTRUMENTS | L1106 | NEUROSURGERY FORCEPS, REUSABLE | 3 | NO
L | REUSABLE SURGICAL INSTRUMENTS | L110601 | DISC HERNIA FORCEPS, REUSABLE | 4 | YES
L | REUSABLE SURGICAL INSTRUMENTS | L110602 | NEUROSURGERY GRIPPERS, REUSABLE | 4 | YES
L | REUSABLE SURGICAL INSTRUMENTS | L110603 | CRANIAL CLIPS, REUSABLE | 4 | NO
L | REUSABLE SURGICAL INSTRUMENTS | L11060301 | SCALP CLIPS, REUSABLE | 5 | YES
L | REUSABLE SURGICAL INSTRUMENTS | L11060399 | CRANIAL CLIPS, REUSABLE - OTHER | 5 | YES
L | REUSABLE SURGICAL INSTRUMENTS | L110604 | NEUROSURGERY RONGEURS, REUSABLE | 4 | YES
L | REUSABLE SURGICAL INSTRUMENTS | L110699 | NEUROSURGERY FORCEPS, REUSABLE - OTHER | 4 | YES
L | REUSABLE SURGICAL INSTRUMENTS | L1107 | NEUROSURGERY SCALPELS AND KNIVES, REUSABLE | 3 | NO
L | REUSABLE SURGICAL INSTRUMENTS | L110701 | CEREBRAL AND MENINGEAL SURGERY SCALPELS AND KNIVES, REUSABLE | 4 | NO
L | REUSABLE SURGICAL INSTRUMENTS | L11070101 | LEUCOTOMES, REUSABLE | 5 | YES
L | REUSABLE SURGICAL INSTRUMENTS | L11070199 | CEREBRAL AND MENINGEAL SURGERY SCALPELS AND KNIVES, REUSABLE - OTHER | 5 | YES
L | REUSABLE SURGICAL INSTRUMENTS | L110702 | CRANIAL TREPHINES, REUSABLE | 4 | YES
L | REUSABLE SURGICAL INSTRUMENTS | L110799 | NEUROSURGERY SCALPELS AND KNIVES, REUSABLE - OTHER | 4 | YES
L | REUSABLE SURGICAL INSTRUMENTS | L1108 | NEUROSURGERY LEVERS, REUSABLE | 3 | YES
L | REUSABLE SURGICAL INSTRUMENTS | L1109 | NEUROSURGERY AND SPINAL SURGERY INSTRUMENT KITS, REUSABLE | 3 | YES
L | REUSABLE SURGICAL INSTRUMENTS | L1110 | NEUROSURGERY OBTURATORS, REUSABLE | 3 | YES
L | REUSABLE SURGICAL INSTRUMENTS | L1111 | NEUROSURGERY MANIPULATORS, REUSABLE | 3 | YES
L | REUSABLE SURGICAL INSTRUMENTS | L1299 | LAPAROSCOPIC AND THORACOSCOPIC INSTRUMENTS, REUSABLE - OTHER | 3 | YES
L | REUSABLE SURGICAL INSTRUMENTS | L13 | ROBOTIC SURGERY INSTRUMENTS, REUSABLE | 2 | NO
L | REUSABLE SURGICAL INSTRUMENTS | L1301 | ROBOTIC SURGERY SCALPELS, REUSABLE | 3 | YES
L | REUSABLE SURGICAL INSTRUMENTS | L1302 | ROBOTIC SURGERY CLIPS, REUSABLE | 3 | YES
L | REUSABLE SURGICAL INSTRUMENTS | L1303 | ROBOTIC SURGERY SCISSORS, REUSABLE | 3 | YES
L | REUSABLE SURGICAL INSTRUMENTS | L1304 | ROBOTIC SURGERY FORCEPS AND GRASPERS, REUSABLE | 3 | YES
L | REUSABLE SURGICAL INSTRUMENTS | L1305 | ROBOTIC SURGERY SPREADERS AND RETRACTORS, REUSABLE | 3 | YES
L | REUSABLE SURGICAL INSTRUMENTS | L1306 | ULTRASONIC GENERATOR ROBOTIC SURGERY INSTRUMENTS, REUSABLE | 3 | YES
L | REUSABLE SURGICAL INSTRUMENTS | L1307 | ROBOTIC SURGERY INSTRUMENT KITS, REUSABLE | 3 | YES
L | REUSABLE SURGICAL INSTRUMENTS | L1308 | ROBOTIC SURGERY NEEDLE HOLDERS, REUSABLE | 3 | YES
L | REUSABLE SURGICAL INSTRUMENTS | L1399 | ROBOTIC SURGERY INSTRUMENTS, REUSABLE - OTHER | 3 | YES
L | REUSABLE SURGICAL INSTRUMENTS | L14 | ENT INSTRUMENTS, REUSABLE | 2 | NO
L | REUSABLE SURGICAL INSTRUMENTS | L1401 | PHARYNX SURGERY INSTRUMENTS, REUSABLE | 3 | NO
L | REUSABLE SURGICAL INSTRUMENTS | L140101 | RHINOPHARYNGAL SURGERY INSTRUMENTS, REUSABLE | 4 | NO
L | REUSABLE SURGICAL INSTRUMENTS | L14010101 | ADENOTOMES, REUSABLE | 5 | YES
L | REUSABLE SURGICAL INSTRUMENTS | L14010102 | RHINOPHARYNGAL SURGERY SCALPELS AND KNIVES, REUSABLE | 5 | YES
L | REUSABLE SURGICAL INSTRUMENTS | L14010103 | RHINOPHARYNGAL SURGERY CURETTES, REUSABLE | 5 | YES
L | REUSABLE SURGICAL INSTRUMENTS | L14010199 | RHINOPHARYNGAL SURGERY INSTRUMENTS, REUSABLE - OTHER | 5 | YES
L | REUSABLE SURGICAL INSTRUMENTS | L140102 | OROPHARYNX SURGERY INSTRUMENTS, REUSABLE | 4 | NO
L | REUSABLE SURGICAL INSTRUMENTS | L14010201 | TONSILLARY PLIERS, REUSABLE | 5 | YES
L | REUSABLE SURGICAL INSTRUMENTS | L14010202 | TONSILLARY HOOKS, REUSABLE | 5 | YES
L | REUSABLE SURGICAL INSTRUMENTS | L14010203 | OROPHARYNGAL SURGERY TONSILLOTOMES AND SCALPELS, REUSABLE | 5 | YES
L | REUSABLE SURGICAL INSTRUMENTS | L14010204 | OROPHARYNX SURGERY PLIERS NOT INCLUDED IN OTHER CLASSES, REUSABLE | 5 | YES
L | REUSABLE SURGICAL INSTRUMENTS | L14010205 | OROPHARYNGAL SURGERY DEPRESSORS, REUSABLE | 5 | YES
L | REUSABLE SURGICAL INSTRUMENTS | L14010206 | OROPHARYNGAL SURGERY CANNULAS, REUSABLE | 5 | YES
L | REUSABLE SURGICAL INSTRUMENTS | L14010299 | OROPHARYNGAL SURGERY INSTRUMENTS, REUSABLE - OTHER | 5 | YES
L | REUSABLE SURGICAL INSTRUMENTS | L1402 | NASAL AND PARANASAL CAVITY SURGERY INSTRUMENTS, REUSABLE | 3 | NO
L | REUSABLE SURGICAL INSTRUMENTS | L140201 | NASAL DILATORS, REUSABLE | 4 | YES
L | REUSABLE SURGICAL INSTRUMENTS | L140202 | NASAL AND PARANASAL CAVITY SURGERY PLIERS, REUSABLE | 4 | YES
L | REUSABLE SURGICAL INSTRUMENTS | L140203 | NASAL HOOKS, REUSABLE | 4 | YES
L | REUSABLE SURGICAL INSTRUMENTS | L140204 | NASAL SURGERY RASPS AND FILES, REUSABLE | 4 | YES
L | REUSABLE SURGICAL INSTRUMENTS | L140205 | NASAL AND PARANASAL CAVITY SURGERY RASPS AND KNIVES, REUSABLE | 4 | YES
L | REUSABLE SURGICAL INSTRUMENTS | L140206 | NASAL AND PARANASAL CAVITY SURGERY CANNULAS, REUSABLE | 4 | YES
L | REUSABLE SURGICAL INSTRUMENTS | L140299 | NASAL AND PARANASAL CAVITY SURGERY INSTRUMENTS, REUSABLE - OTHER | 4 | YES
L | REUSABLE SURGICAL INSTRUMENTS | L1403 | LARYNX SURGERY INSTRUMENTS, REUSABLE | 3 | NO
L | REUSABLE SURGICAL INSTRUMENTS | L140301 | LARYNX SURGERY SCALPELS, REUSABLE | 4 | YES
L | REUSABLE SURGICAL INSTRUMENTS | L140399 | LARYNX SURGERY INSTRUMENTS, REUSABLE - OTHER | 4 | YES
L | REUSABLE SURGICAL INSTRUMENTS | L1404 | TRACHEA SURGERY INSTRUMENTS, REUSABLE | 3 | NO
L | REUSABLE SURGICAL INSTRUMENTS | L140401 | TRACHEAL DILATORS, REUSABLE | 4 | YES
L | REUSABLE SURGICAL INSTRUMENTS | L140402 | TRACHEOTOMY INSTRUMENTS, REUSABLE | 4 | NO
L | REUSABLE SURGICAL INSTRUMENTS | L14040201 | TRACHEOTOMY INSTRUMENT KITS, REUSABLE | 5 | YES
L | REUSABLE SURGICAL INSTRUMENTS | L14040202 | CRICOTHYROTOMY INSTRUMENT KITS, REUSABLE | 5 | YES
L | REUSABLE SURGICAL INSTRUMENTS | L14040203 | TRACHEOTOMES, REUSABLE | 5 | YES
L | REUSABLE SURGICAL INSTRUMENTS | L14040204 | CRICOTHYROTOMES, REUSABLE | 5 | YES
L | REUSABLE SURGICAL INSTRUMENTS | L14040299 | TRACHEOTOMY INSTRUMENTS, REUSABLE - OTHER | 5 | YES
L | REUSABLE SURGICAL INSTRUMENTS | L140499 | TRACHEA SURGERY INSTRUMENTS, REUSABLE - OTHER | 4 | YES
L | REUSABLE SURGICAL INSTRUMENTS | L1405 | EAR SURGERY INSTRUMENTS, REUSABLE | 3 | NO
L | REUSABLE SURGICAL INSTRUMENTS | L140501 | MIDDLE EAR SURGERY INSTRUMENTS, REUSABLE | 4 | NO
L | REUSABLE SURGICAL INSTRUMENTS | L14050101 | BONE SURGERY HOOKS, REUSABLE | 5 | YES
L | REUSABLE SURGICAL INSTRUMENTS | L14050102 | OSSICULAR SURGERY RASPS AND FILES, REUSABLE | 5 | YES
L | REUSABLE SURGICAL INSTRUMENTS | L14050103 | BONE SURGERY SPATULAS, REUSABLE | 5 | YES
L | REUSABLE SURGICAL INSTRUMENTS | L14050199 | MIDDLE EAR SURGERY INSTRUMENTS, REUSABLE - OTHER | 5 | YES
L | REUSABLE SURGICAL INSTRUMENTS | L140502 | EAR SURGERY PLIERS, REUSABLE | 4 | YES
L | REUSABLE SURGICAL INSTRUMENTS | L140503 | EAR SURGERY SCALPELS AND KNIVES, REUSABLE | 4 | YES
L | REUSABLE SURGICAL INSTRUMENTS | L140599 | EAR SURGERY INSTRUMENTS, REUSABLE - OTHER | 4 | YES
L | REUSABLE SURGICAL INSTRUMENTS | L1406 | ENT OSTEOTOMES AND SCALPELS, REUSABLE | 3 | NO
L | REUSABLE SURGICAL INSTRUMENTS | L140601 | ENT OSTEOTOMES, REUSABLE | 4 | YES
L | REUSABLE SURGICAL INSTRUMENTS | L140602 | ENT CHISELS, REUSABLE | 4 | YES
L | REUSABLE SURGICAL INSTRUMENTS | L1490 | ENT INSTRUMENTS, REUSABLE - VARIOUS | 3 | NO
L | REUSABLE SURGICAL INSTRUMENTS | L149001 | ENT CURETTES, REUSABLE | 4 | YES
L | REUSABLE SURGICAL INSTRUMENTS | L149002 | ENT LEVERS, REUSABLE | 4 | YES
L | REUSABLE SURGICAL INSTRUMENTS | L149003 | ENT RETRACTORS, REUSABLE | 4 | YES
L | REUSABLE SURGICAL INSTRUMENTS | L149004 | ENT SPECULUMS, REUSABLE | 4 | YES
L | REUSABLE SURGICAL INSTRUMENTS | L149005 | ENT PROBES, REUSABLE | 4 | YES
L | REUSABLE SURGICAL INSTRUMENTS | L149006 | ENT PERFORATORS, REUSABLE | 4 | YES
L | REUSABLE SURGICAL INSTRUMENTS | L149007 | ENT SPOONS, REUSABLE | 4 | YES
L | REUSABLE SURGICAL INSTRUMENTS | L149008 | ENT ENUCLEATION INSTRUMENTS, REUSABLE | 4 | YES
L | REUSABLE SURGICAL INSTRUMENTS | L149009 | ENT SURGERY BURS, REUSABLE | 4 | YES
L | REUSABLE SURGICAL INSTRUMENTS | L149010 | ENT SURGERY MANIPULATORS, REUSABLE | 4 | YES
L | REUSABLE SURGICAL INSTRUMENTS | L149011 | ENT SURGERY DISSECTORS, REUSABLE | 4 | YES
L | REUSABLE SURGICAL INSTRUMENTS | L149012 | ENT SURGERY PUNCHES, REUSABLE | 4 | YES
L | REUSABLE SURGICAL INSTRUMENTS | L149013 | ENT SURGERY INSTRUMENT KITS NOT INCLUDED IN OTHER CLASSES, REUSABLE | 4 | YES
L | REUSABLE SURGICAL INSTRUMENTS | L149099 | ENT INSTRUMENTS, REUSABLE - OTHER | 4 | YES
L | REUSABLE SURGICAL INSTRUMENTS | L15 | ODONTOSTOMATOLOGY INSTRUMENTS, REUSABLE | 2 | NO
L | REUSABLE SURGICAL INSTRUMENTS | L1501 | ODONTOSTOMATOLOGY OSTEOTOMES AND SCALPELS, REUSABLE | 3 | NO
L | REUSABLE SURGICAL INSTRUMENTS | L150101 | ODONTOSTOMATOLOGY OSTEOTOMES, REUSABLE | 4 | YES
L | REUSABLE SURGICAL INSTRUMENTS | L150102 | ODONTOSTOMATOLOGY CHISELS, REUSABLE | 4 | YES
L | REUSABLE SURGICAL INSTRUMENTS | L150103 | DENTAL OSTEOTOME BLADES, REUSABLE | 4 | YES
L | REUSABLE SURGICAL INSTRUMENTS | L1502 | ODONTOSTOMATOLOGY SPREADERS AND RETRACTORS, REUSABLE | 3 | NO
L | REUSABLE SURGICAL INSTRUMENTS | L150201 | DENTAL RETRACTORS, REUSABLE | 4 | YES
L | REUSABLE SURGICAL INSTRUMENTS | L150202 | BUCCAL SPREADERS, REUSABLE | 4 | YES
L | REUSABLE SURGICAL INSTRUMENTS | L150299 | ODONTOSTOMATOLOGY SPREADERS AND RETRACTORS, REUSABLE - OTHER | 4 | YES
L | REUSABLE SURGICAL INSTRUMENTS | L1503 | ODONTOSTOMATOLOGY FORCEPS, REUSABLE | 3 | NO
L | REUSABLE SURGICAL INSTRUMENTS | L150301 | DENTAL EXTRACTION TOOTH FORCEPS, REUSABLE | 4 | YES
L | REUSABLE SURGICAL INSTRUMENTS | L150302 | DENTAL RONGEURS, REUSABLE | 4 | YES
L | REUSABLE SURGICAL INSTRUMENTS | L150399 | ODONTOSTOMATOLOGY FORCEPS, REUSABLE - OTHER | 4 | YES
L | REUSABLE SURGICAL INSTRUMENTS | L1504 | ODONTOSTOMATOLOGY MODELERS, REUSABLE | 3 | YES
L | REUSABLE SURGICAL INSTRUMENTS | L1505 | ODONTOSTOMATOLOGY LEVERS, REUSABLE | 3 | YES
L | REUSABLE SURGICAL INSTRUMENTS | L1506 | ODONTOSTOMATOLOGY OBTURATORS, REUSABLE | 3 | YES
L | REUSABLE SURGICAL INSTRUMENTS | L1507 | ORTHODONTIC INSTRUMENTS, REUSABLE | 3 | NO
L | REUSABLE SURGICAL INSTRUMENTS | L150701 | ORTHODONTIC LIGATURE TOOLS, REUSABLE | 4 | YES
L | REUSABLE SURGICAL INSTRUMENTS | L150702 | ORTHODONTIC PLIERS, REUSABLE | 4 | YES
L | REUSABLE SURGICAL INSTRUMENTS | L150703 | ORTHODONTIC CUTTERS, REUSABLE | 4 | YES
L | REUSABLE SURGICAL INSTRUMENTS | L150704 | ORTHODONTIC BAND PUSHERS, REUSABLE | 4 | YES
L | REUSABLE SURGICAL INSTRUMENTS | L150705 | ORTHODONTIC MEASUREMENT INSTRUMENTS, REUSABLE | 4 | YES
L | REUSABLE SURGICAL INSTRUMENTS | L150799 | ORTHODONTIC INSTRUMENTS, REUSABLE - OTHER | 4 | YES
L | REUSABLE SURGICAL INSTRUMENTS | L1508 | REAMERS, REUSABLE | 3 | YES
L | REUSABLE SURGICAL INSTRUMENTS | L1590 | ODONTOSTOMATOLOGY INSTRUMENTS, REUSABLE - VARIOUS | 3 | NO
L | REUSABLE SURGICAL INSTRUMENTS | L159001 | DENTAL AND PERIODONTAL CURETTES, REUSABLE | 4 | YES
L | REUSABLE SURGICAL INSTRUMENTS | L159002 | DENTAL EXCAVATORS, REUSABLE | 4 | YES
L | REUSABLE SURGICAL INSTRUMENTS | L159003 | DENTAL AND PERIODONTAL PROBES AND EXPLORERS, REUSABLE | 4 | YES
L | REUSABLE SURGICAL INSTRUMENTS | L159004 | ENDODONTIC RASPS AND FILES, REUSABLE | 4 | YES
L | REUSABLE SURGICAL INSTRUMENTS | L159005 | SYNDESMOTOMES, REUSABLE | 4 | YES
L | REUSABLE SURGICAL INSTRUMENTS | L159006 | DENTAL MATERIAL PROCESSING TOOLS, REUSABLE | 4 | NO
L | REUSABLE SURGICAL INSTRUMENTS | L15900601 | DENTAL MATERIAL PROCESSING MILLS, REUSABLE | 5 | YES
L | REUSABLE SURGICAL INSTRUMENTS | L15900602 | DENTAL MATERIAL PROCESSING SHARP INSTRUMENTS, REUSABLE | 5 | YES
L | REUSABLE SURGICAL INSTRUMENTS | L15900699 | DENTAL MATERIAL PROCESSING INSTRUMENTS, REUSABLE - OTHER | 5 | YES
L | REUSABLE SURGICAL INSTRUMENTS | L159007 | ODONTOSTOMATOLOGY BURS, REUSABLE | 4 | YES
L | REUSABLE SURGICAL INSTRUMENTS | L159008 | DENTAL EQUIPMENT TIPS NOT INCLUDED IN OTHER CLASSES, REUSABLE | 4 | NO
L | REUSABLE SURGICAL INSTRUMENTS | L15900801 | PNEUMATIC SYSTEM TIPS FOR DENTAL USE, REUSABLE | 5 | YES
L | REUSABLE SURGICAL INSTRUMENTS | L15900899 | DENTAL EQUIPMENT TIPS NOT INCLUDED IN OTHER CLASSES, REUSABLE - OTHER | 5 | YES
L | REUSABLE SURGICAL INSTRUMENTS | L159009 | ODONTOSTOMATOLOGY SCALERS, REUSABLE | 4 | YES
L | REUSABLE SURGICAL INSTRUMENTS | L159010 | STOMATOLOGICAL SURGERY DILATORS, REUSABLE | 4 | YES
L | REUSABLE SURGICAL INSTRUMENTS | L159011 | POSITIONING INSTRUMENTS FOR DENTAL DEVICES, REUSABLE | 4 | NO
L | REUSABLE SURGICAL INSTRUMENTS | L15901101 | POSITIONING INSTRUMENTS FOR DENTAL MATRICES, REUSABLE | 5 | YES
L | REUSABLE SURGICAL INSTRUMENTS | L15901102 | DAM POSITIONING INSTRUMENTS, REUSABLE | 5 | YES
L | REUSABLE SURGICAL INSTRUMENTS | L15901199 | POSITIONING INSTRUMENTS FOR DENTAL DEVICES, REUSABLE - OTHER | 5 | YES
L | REUSABLE SURGICAL INSTRUMENTS | L159012 | ENDODONTIC SPREADERS AND PLUGGERS, REUSABLE | 4 | YES
L | REUSABLE SURGICAL INSTRUMENTS | L159013 | DENTAL SPATULAS, REUSABLE | 4 | YES
L | REUSABLE SURGICAL INSTRUMENTS | L159014 | ODONTOSTOMATOLOGY BURNISHERS, REUSABLE | 4 | YES
L | REUSABLE SURGICAL INSTRUMENTS | L159015 | HONEYCOMB SPOONS, REUSABLE | 4 | YES
L | REUSABLE SURGICAL INSTRUMENTS | L159016 | DENTAL SURGERY INSTRUMENT KITS, REUSABLE | 4 | YES
L | REUSABLE SURGICAL INSTRUMENTS | L159017 | DENTAL RESTORATION CARVERS, REUSABLE | 4 | YES
L | REUSABLE SURGICAL INSTRUMENTS | L159018 | ODONTOSTOMATOLOGICAL SURGERY SCALPELS, REUSABLE | 4 | YES
L | REUSABLE SURGICAL INSTRUMENTS | L159019 | DENTAL FINISHING RASPS AND FILES, REUSABLE | 4 | YES
L | REUSABLE SURGICAL INSTRUMENTS | L159099 | ODONTOSTOMATOLOGY INSTRUMENTS, REUSABLE - OTHER | 4 | YES
L | REUSABLE SURGICAL INSTRUMENTS | L16 | DIAGNOSTIC INSTRUMENTS, REUSABLE | 2 | NO
L | REUSABLE SURGICAL INSTRUMENTS | L1601 | DIAGNOSTIC HAMMERS, REUSABLE | 3 | NO
L | REUSABLE SURGICAL INSTRUMENTS | L160101 | NEUROLOGICAL HAMMERS, REUSABLE | 4 | YES
L | REUSABLE SURGICAL INSTRUMENTS | L160199 | DIAGNOSTIC HAMMERS, REUSABLE - OTHER | 4 | YES
L | REUSABLE SURGICAL INSTRUMENTS | L1602 | DIAGNOSTIC USE MIRRORS, REUSABLE | 3 | NO
L | REUSABLE SURGICAL INSTRUMENTS | L160201 | DENTAL MIRRORS AND HANDLES, REUSABLE | 4 | YES
L | REUSABLE SURGICAL INSTRUMENTS | L160202 | LARYNGEAL MIRRORS AND HANDLES, REUSABLE | 4 | YES
L | REUSABLE SURGICAL INSTRUMENTS | L160299 | DIAGNOSTIC USE MIRRORS, REUSABLE - OTHER | 4 | YES
L | REUSABLE SURGICAL INSTRUMENTS | L1699 | DIAGNOSTIC INSTRUMENTS, REUSABLE- OTHER | 3 | YES
L | REUSABLE SURGICAL INSTRUMENTS | L17 | OPHTHALMOLOGY INSTRUMENTS, REUSABLE | 2 | NO
L | REUSABLE SURGICAL INSTRUMENTS | L1701 | OPHTHALMOLOGY DILATORS AND RETRACTORS, REUSABLE | 3 | NO
L | REUSABLE SURGICAL INSTRUMENTS | L170101 | OCULAR DILATORS, REUSABLE | 4 | NO
L | REUSABLE SURGICAL INSTRUMENTS | L17010101 | LACRIMAL DUCTS DILATORS, REUSABLE | 5 | YES
L | REUSABLE SURGICAL INSTRUMENTS | L17010199 | OCULAR DILATORS, REUSABLE - OTHER | 5 | YES
L | REUSABLE SURGICAL INSTRUMENTS | L170102 | OCULAR AND ENDOCULAR RETRACTORS, REUSABLE | 4 | YES
L | REUSABLE SURGICAL INSTRUMENTS | L1702 | OPHTHALMOLOGY FORCEPS, REUSABLE | 3 | NO
L | REUSABLE SURGICAL INSTRUMENTS | L170201 | OPHTHALMIC GRASPING FORCEPS, REUSABLE | 4 | YES
L | REUSABLE SURGICAL INSTRUMENTS | L170202 | ENDOCULAR IMPLANTS FORCEPS, REUSABLE | 4 | YES
L | REUSABLE SURGICAL INSTRUMENTS | L170203 | FORCEPS FOR HANDLING DEVICES FOR OPHTHALMIC USE, REUSABLE | 4 | YES
L | REUSABLE SURGICAL INSTRUMENTS | L170299 | OPHTHALMOLOGY FORCEPS, REUSABLE - OTHER | 4 | YES
L | REUSABLE SURGICAL INSTRUMENTS | L1703 | OPHTHALMOLOGY CURETTES, REUSABLE | 3 | YES
L | REUSABLE SURGICAL INSTRUMENTS | L1704 | OPHTHALMOLOGY SHARP INSTRUMENTS (EXCLUDING SCISSORS), REUSABLE | 3 | NO
L | REUSABLE SURGICAL INSTRUMENTS | L170401 | CORNEAL TREPHINES, REUSABLE | 4 | YES
L | REUSABLE SURGICAL INSTRUMENTS | L170402 | KERATOMES AND BLADES, REUSABLE | 4 | YES
L | REUSABLE SURGICAL INSTRUMENTS | L170499 | OPHTHALMOLOGY SHARP INSTRUMENTS (EXCLUDING SCISSORS), REUSABLE - OTHER | 4 | YES
L | REUSABLE SURGICAL INSTRUMENTS | L1705 | OPHTHALMOLOGY PROBES, REUSABLE | 3 | YES
L | REUSABLE SURGICAL INSTRUMENTS | L1706 | OPHTHALMOLOGY SPATULAS, REUSABLE | 3 | YES
L | REUSABLE SURGICAL INSTRUMENTS | L1707 | OPHTHALMOLOGY SPOONS, REUSABLE | 3 | YES
L | REUSABLE SURGICAL INSTRUMENTS | L1708 | OPHTHALMOLOGY ENUCLEATION INSTRUMENTS (EXCLUDING SCISSORS), REUSABLE | 3 | YES
L | REUSABLE SURGICAL INSTRUMENTS | L1709 | OCULAR IMPLANT INSTRUMENTS NOT INCLUDED IN OTHER CLASSES, REUSABLE | 3 | YES
L | REUSABLE SURGICAL INSTRUMENTS | L1710 | EYE SURGERY HANDPIECES, REUSABLE | 3 | YES
L | REUSABLE SURGICAL INSTRUMENTS | L1711 | OPHTHALMOLOGY HOOKS, REUSABLE | 3 | YES
L | REUSABLE SURGICAL INSTRUMENTS | L1712 | SCLEROTOMES, REUSABLE | 3 | YES
L | REUSABLE SURGICAL INSTRUMENTS | L1713 | OCULAR IRRIGATION OR SUCTION CANNULAS, REUSABLE | 3 | YES
L | REUSABLE SURGICAL INSTRUMENTS | L1714 | TRABECULOTOMES, REUSABLE | 3 | YES
L | REUSABLE SURGICAL INSTRUMENTS | L1715 | SCLERAL MARKERS, REUSABLE | 3 | YES
L | REUSABLE SURGICAL INSTRUMENTS | L1790 | OPHTHALMOLOGY INSTRUMENTS, REUSABLE - VARIOUS | 3 | NO
L | REUSABLE SURGICAL INSTRUMENTS | L179001 | OPHTHALMOLOGY SURGICAL GAUGES, REUSABLE | 4 | YES
L | REUSABLE SURGICAL INSTRUMENTS | L179002 | INTRAOPERATIVE KERATOMETERS, REUSABLE | 4 | YES
L | REUSABLE SURGICAL INSTRUMENTS | L179003 | OCULAR ADNEXA INSTRUMENTS NOT INCLUDED IN OTHER CLASSES, REUSABLE | 4 | NO
L | REUSABLE SURGICAL INSTRUMENTS | L17900301 | POSITIONERS AND MODELERS OF LACRIMAL TUBES, REUSABLE | 5 | YES
L | REUSABLE SURGICAL INSTRUMENTS | L17900399 | OCULAR ADNEXA INSTRUMENTS NOT INCLUDED IN OTHER CLASSES, REUSABLE - OTHER | 5 | YES
L | REUSABLE SURGICAL INSTRUMENTS | L179004 | OCULAR IRRIGATION OR SUCTION HANDPIECES, REUSABLE | 4 | YES
L | REUSABLE SURGICAL INSTRUMENTS | L179005 | OPHTHALMIC SURGERY INSTRUMENT KITS, REUSABLE | 4 | YES
L | REUSABLE SURGICAL INSTRUMENTS | L1799 | OPHTHALMOLOGY INSTRUMENTS, REUSABLE- OTHER | 3 | YES
L | REUSABLE SURGICAL INSTRUMENTS | L18 | ELECTROSURGERY INSTRUMENTS, REUSABLE | 2 | NO
L | REUSABLE SURGICAL INSTRUMENTS | L1801 | ELECTROSURGERY DISSECTORS, REUSABLE | 3 | NO
L | REUSABLE SURGICAL INSTRUMENTS | L180101 | OPEN ELECTROSURGERY DISSECTORS, REUSABLE | 4 | YES
L | REUSABLE SURGICAL INSTRUMENTS | L180102 | ENDOSCOPIC ELECTROSURGERY DISSECTORS, REUSABLE | 4 | YES
L | REUSABLE SURGICAL INSTRUMENTS | L1802 | ELECTROSURGERY SCISSORS, REUSABLE | 3 | NO
L | REUSABLE SURGICAL INSTRUMENTS | L180201 | OPEN ELECTROSURGERY SCISSORS, REUSABLE | 4 | YES
L | REUSABLE SURGICAL INSTRUMENTS | L180202 | ENDOSCOPIC ELECTROSURGERY SCISSORS, REUSABLE | 4 | YES
L | REUSABLE SURGICAL INSTRUMENTS | L1803 | ELECTROSURGERY HANDPIECES, REUSABLE | 3 | NO
L | REUSABLE SURGICAL INSTRUMENTS | L180301 | OPEN ELECTROSURGERY HANDPIECES, REUSABLE | 4 | YES
L | REUSABLE SURGICAL INSTRUMENTS | L180302 | ENDOSCOPIC ELECTROSURGERY HANDPIECES, REUSABLE | 4 | YES
L | REUSABLE SURGICAL INSTRUMENTS | L1804 | ELECTROSURGERY FORCEPS, REUSABLE | 3 | NO
L | REUSABLE SURGICAL INSTRUMENTS | L180401 | OPEN ELECTROSURGERY FORCEPS, REUSABLE | 4 | YES
L | REUSABLE SURGICAL INSTRUMENTS | L180402 | ENDOSCOPIC ELECTROSURGERY FORCEPS, REUSABLE | 4 | YES
L | REUSABLE SURGICAL INSTRUMENTS | L1805 | ELECTROSURGERY MULTIFUNCTIONAL CANNULAS, REUSABLE | 3 | NO
L | REUSABLE SURGICAL INSTRUMENTS | L180501 | OPEN ELECTROSURGERY MULTIFUNCTIONAL CANNULAS, REUSABLE | 4 | YES
L | REUSABLE SURGICAL INSTRUMENTS | L180502 | ENDOSCOPIC ELECTROSURGERY MULTIFUNCTIONAL CANNULAS, REUSABLE | 4 | YES
L | REUSABLE SURGICAL INSTRUMENTS | L1806 | ELECTROSURGERY ELECTRODES, REUSABLE | 3 | NO
L | REUSABLE SURGICAL INSTRUMENTS | L180601 | OPEN ELECTROSURGERY ELECTRODES, REUSABLE | 4 | YES
L | REUSABLE SURGICAL INSTRUMENTS | L180602 | ENDOSCOPIC ELECTROSURGERY ELECTRODES, REUSABLE | 4 | YES
L | REUSABLE SURGICAL INSTRUMENTS | L1807 | ELECTROSURGERY PROBES, REUSABLE | 3 | NO
L | REUSABLE SURGICAL INSTRUMENTS | L180701 | OPEN ELECTROSURGERY PROBES, REUSABLE | 4 | YES
L | REUSABLE SURGICAL INSTRUMENTS | L180702 | ENDOSCOPIC ELECTROSURGERY PROBES, REUSABLE | 4 | YES
L | REUSABLE SURGICAL INSTRUMENTS | L1808 | ELECTROSURGERY MANIPULATORS, REUSABLE | 3 | NO
L | REUSABLE SURGICAL INSTRUMENTS | L180801 | OPEN ELECTROSURGERY MANIPULATORS, REUSABLE | 4 | YES
L | REUSABLE SURGICAL INSTRUMENTS | L180802 | ENDOSCOPIC ELECTROSURGERY MANIPULATORS, REUSABLE | 4 | YES
L | REUSABLE SURGICAL INSTRUMENTS | L1809 | ELECTROSURGERY NEEDLES, REUSABLE | 3 | NO
L | REUSABLE SURGICAL INSTRUMENTS | L180901 | OPEN ELECTROSURGERY NEEDLES, REUSABLE | 4 | YES
L | REUSABLE SURGICAL INSTRUMENTS | L180902 | ENDOSCOPIC ELECTROSURGERY NEEDLES, REUSABLE | 4 | YES
L | REUSABLE SURGICAL INSTRUMENTS | L1810 | ELECTROSURGERY PADS (NEUTRAL ELECTRODES) AND CABLES, REUSABLE | 3 | NO
L | REUSABLE SURGICAL INSTRUMENTS | L181001 | ELECTROSURGERY SINGLE PATIENT PADS (NEUTRAL ELECTRODES), REUSABLE | 4 | YES
L | REUSABLE SURGICAL INSTRUMENTS | L181002 | ELECTROSURGERY DUAL PATIENT PADS (NEUTRAL ELECTRODES), REUSABLE | 4 | YES
L | REUSABLE SURGICAL INSTRUMENTS | L181003 | ELECTROSURGERY CONNECTION CABLES, REUSABLE | 4 | YES
L | REUSABLE SURGICAL INSTRUMENTS | L1890 | ELECTROSURGERY INSTRUMENTS, REUSABLE - VARIOUS | 3 | NO
L | REUSABLE SURGICAL INSTRUMENTS | L189001 | ELECTROSURGICAL DENERVATION PROBES, REUSABLE | 4 | YES
L | REUSABLE SURGICAL INSTRUMENTS | L189002 | ELECTROSURGERY INSTRUMENT KITS, REUSABLE | 4 | YES
L | REUSABLE SURGICAL INSTRUMENTS | L1899 | ELECTROSURGERY INSTRUMENTS, REUSABLE - OTHER | 3 | YES
L | REUSABLE SURGICAL INSTRUMENTS | L19 | ARTHROSCOPIC SURGERY INSTRUMENTS, REUSABLE | 2 | NO
L | REUSABLE SURGICAL INSTRUMENTS | L1901 | ARTHROSCOPIC SURGERY DISSECTORS, REUSABLE | 3 | YES
L | REUSABLE SURGICAL INSTRUMENTS | L1902 | ARTHROSCOPIC SURGERY SCISSORS, REUSABLE | 3 | YES
L | REUSABLE SURGICAL INSTRUMENTS | L1903 | ARTHROSCOPIC SURGERY MANIPULATORS, REUSABLE | 3 | YES
L | REUSABLE SURGICAL INSTRUMENTS | L1904 | ARTHROSCOPIC SURGERY FORCEPS AND PUNCHES, REUSABLE | 3 | YES
L | REUSABLE SURGICAL INSTRUMENTS | L1905 | ARTHROSCOPIC SURGERY NEEDLE HOLDERS, REUSABLE | 3 | YES
L | REUSABLE SURGICAL INSTRUMENTS | L1906 | ARTHROSCOPIC SURGERY SPREADERS AND RETRACTORS, REUSABLE | 3 | YES
L | REUSABLE SURGICAL INSTRUMENTS | L1907 | ARTHROSCOPIC SURGERY CANNULAS, REUSABLE | 3 | YES
L | REUSABLE SURGICAL INSTRUMENTS | L1908 | ARTHROSCOPIC SURGERY INSTRUMENT KITS, REUSABLE | 3 | YES
L | REUSABLE SURGICAL INSTRUMENTS | L1909 | ARTHROSCOPIC SURGERY SCALPELS, MENISCOTOMES AND KNIVES REUSABLE | 3 | YES
L | REUSABLE SURGICAL INSTRUMENTS | L1910 | ARTHROSCOPIC SURGERY HOOKS, REUSABLE | 3 | YES
L | REUSABLE SURGICAL INSTRUMENTS | L1911 | ARTHROSCOPIC SURGERY SPATULAS, REUSABLE | 3 | YES
L | REUSABLE SURGICAL INSTRUMENTS | L1912 | ARTHROSCOPIC SURGERY GUIDES, REUSABLE | 3 | YES
L | REUSABLE SURGICAL INSTRUMENTS | L1913 | ARTHROSCOPIC SURGERY HANDPIECES, REUSABLE | 3 | YES
L | REUSABLE SURGICAL INSTRUMENTS | L1914 | ARTHROSCOPIC SURGERY DILATORS, REUSABLE | 3 | YES
L | REUSABLE SURGICAL INSTRUMENTS | L1915 | ARTHROSCOPIC SURGERY NEEDLES, REUSABLE | 3 | YES
L | REUSABLE SURGICAL INSTRUMENTS | L1916 | ARTHROSCOPIC SURGERY PALPATORS, REUSABLE | 3 | YES
L | REUSABLE SURGICAL INSTRUMENTS | L1917 | ARTHROSCOPY ADAPTERS AND CONNECTORS, REUSABLE | 3 | YES
L | REUSABLE SURGICAL INSTRUMENTS | L1918 | MICROFRACTORS FOR BONE STIMULATION, REUSABLE | 3 | YES
L | REUSABLE SURGICAL INSTRUMENTS | L1919 | ARTHROSCOPIC SURGERY SPOONS AND CURETTES, REUSABLE | 3 | YES
L | REUSABLE SURGICAL INSTRUMENTS | L1920 | ARTHROSCOPIC SURGERY FILES AND RASPS, REUSABLE | 3 | YES
L | REUSABLE SURGICAL INSTRUMENTS | L1921 | ARTHROSCOPIC SURGERY PROBES, REUSABLE | 3 | YES
L | REUSABLE SURGICAL INSTRUMENTS | L1980 | ARTHROSCOPIC SURGERY INSTRUMENTS, REUSABLE - ACCESSORIES | 3 | YES
L | REUSABLE SURGICAL INSTRUMENTS | L1999 | ARTHROSCOPIC SURGERY INSTRUMENTS, REUSABLE - OTHER | 3 | YES
L | REUSABLE SURGICAL INSTRUMENTS | L20 | THYROID SURGERY INSTRUMENTS, REUSABLE | 2 | NO
L | REUSABLE SURGICAL INSTRUMENTS | L2001 | THYROID RETRACTORS, REUSABLE | 3 | YES
L | REUSABLE SURGICAL INSTRUMENTS | L2099 | THYROID SURGERY INSTRUMENTS, REUSABLE - OTHER | 3 | YES
L | REUSABLE SURGICAL INSTRUMENTS | L21 | CLIP REMOVAL SURGICAL FORCEPS, REUSABLE | 2 | YES
L | REUSABLE SURGICAL INSTRUMENTS | L22 | IMPLANTABLE TISSUES HANDLING GRASPING FORCEPS, REUSABLE | 2 | YES
L | REUSABLE SURGICAL INSTRUMENTS | L23 | SURGICAL TUNNELIZATION FORCEPS, REUSABLE | 2 | YES
L | REUSABLE SURGICAL INSTRUMENTS | L24 | DERMATOLOGICAL SURGERY INSTRUMENTS, REUSABLE | 2 | NO
L | REUSABLE SURGICAL INSTRUMENTS | L2401 | DERMATOLOGICAL SURGERY CURETTES, REUSABLE | 3 | YES
L | REUSABLE SURGICAL INSTRUMENTS | L2402 | DERMATOLOGICAL SURGERY TREPHINES AND PUNCHES, REUSABLE | 3 | YES
L | REUSABLE SURGICAL INSTRUMENTS | L2403 | DERMATOLOGICAL SURGERY SCALPELS AND KNIVES, REUSABLE | 3 | YES
L | REUSABLE SURGICAL INSTRUMENTS | L2499 | DERMATOLOGICAL SURGERY INSTRUMENTS, REUSABLE - OTHER | 3 | YES
L | REUSABLE SURGICAL INSTRUMENTS | L25 | PLASTIC SURGERY INSTRUMENTS, REUSABLE | 2 | NO
L | REUSABLE SURGICAL INSTRUMENTS | L2501 | PLASTIC SURGERY OSTEOTOMES, REUSABLE | 3 | YES
L | REUSABLE SURGICAL INSTRUMENTS | L2502 | PLASTIC SURGERY RASPS AND FILES, REUSABLE | 3 | YES
L | REUSABLE SURGICAL INSTRUMENTS | L2503 | LIPOSUCTION INSTRUMENTS, REUSABLE | 3 | NO
L | REUSABLE SURGICAL INSTRUMENTS | L250301 | LIPOSUCTION CANNULAS, REUSABLE | 4 | YES
L | REUSABLE SURGICAL INSTRUMENTS | L250399 | LIPOSUCTION INSTRUMENTS, REUSABLE - OTHER | 4 | YES
L | REUSABLE SURGICAL INSTRUMENTS | L2599 | PLASTIC SURGERY INSTRUMENTS, REUSABLE - OTHER | 3 | YES
L | REUSABLE SURGICAL INSTRUMENTS | L26 | SURGICAL SCREWDRIVERS, REUSABLE | 2 | YES
L | REUSABLE SURGICAL INSTRUMENTS | L80 | SURGICAL INSTRUMENTS, REUSABLE - VARIOUS ACCESSORIES | 2 | YES
L | REUSABLE SURGICAL INSTRUMENTS | L99 | SURGICAL INSTRUMENTS, REUSABLE - OTHER | 2 | YES
M | DEVICES FOR GENERAL AND SPECIALIST DRESSINGS | M | DEVICES FOR GENERAL AND SPECIALIST DRESSINGS | 1 | NO
M | DEVICES FOR GENERAL AND SPECIALIST DRESSINGS | M01 | COTTON AND SYNTHETIC WADDING | 2 | NO
M | DEVICES FOR GENERAL AND SPECIALIST DRESSINGS | M0101 | COTTON WADDING | 3 | NO
M | DEVICES FOR GENERAL AND SPECIALIST DRESSINGS | M010101 | HYDROPHILIC COTTON | 4 | YES
M | DEVICES FOR GENERAL AND SPECIALIST DRESSINGS | M010102 | PURE COTTON | 4 | YES
M | DEVICES FOR GENERAL AND SPECIALIST DRESSINGS | M010103 | COTTON PAD | 4 | YES
M | DEVICES FOR GENERAL AND SPECIALIST DRESSINGS | M010199 | COTTON WADDING - OTHER | 4 | YES
M | DEVICES FOR GENERAL AND SPECIALIST DRESSINGS | M0102 | ORTHOPAEDIC WADDING | 3 | NO
M | DEVICES FOR GENERAL AND SPECIALIST DRESSINGS | M010201 | ORTHOPAEDICS COTTON WADDING | 4 | YES
M | DEVICES FOR GENERAL AND SPECIALIST DRESSINGS | M010202 | SYNTHETIC WOOL WADDING | 4 | NO
M | DEVICES FOR GENERAL AND SPECIALIST DRESSINGS | M01020201 | SYNTHETIC WOOL WADDING RUBBERISED | 5 | YES
M | DEVICES FOR GENERAL AND SPECIALIST DRESSINGS | M01020202 | SYNTHETIC WOOL WADDING NON-RUBBERISED | 5 | YES
M | DEVICES FOR GENERAL AND SPECIALIST DRESSINGS | M010203 | PADDING FELT | 4 | YES
M | DEVICES FOR GENERAL AND SPECIALIST DRESSINGS | M010299 | ORTHOPAEDIC WADDING - OTHER | 4 | YES
M | DEVICES FOR GENERAL AND SPECIALIST DRESSINGS | M0199 | WOOL AND SYNTHETIC COTTON - OTHER | 3 | YES
M | DEVICES FOR GENERAL AND SPECIALIST DRESSINGS | M02 | GAUZES | 2 | NO
M | DEVICES FOR GENERAL AND SPECIALIST DRESSINGS | M0201 | COTTON GAUZES | 3 | NO
M | DEVICES FOR GENERAL AND SPECIALIST DRESSINGS | M020101 | COTTON GAUZES, CUT | 4 | NO
M | DEVICES FOR GENERAL AND SPECIALIST DRESSINGS | M02010101 | COTTON GAUZES, CUT, WITHOUT X-RAY DETECTABLE THREAD | 5 | NO
M | DEVICES FOR GENERAL AND SPECIALIST DRESSINGS | M0201010101 | COTTON GAUZE, CUT, WITHOUT X-RAY DETECTABLE THREAD, STERILE | 6 | YES
M | DEVICES FOR GENERAL AND SPECIALIST DRESSINGS | M0201010102 | COTTON GAUZES, CUT, WITHOUT X-RAY DETECTABLE THREAD, NON-STERILE | 6 | YES
M | DEVICES FOR GENERAL AND SPECIALIST DRESSINGS | M02010102 | COTTON GAUZES, CUT, WITH X-RAY DETECTABLE THREAD | 5 | NO
M | DEVICES FOR GENERAL AND SPECIALIST DRESSINGS | M0201010201 | COTTON GAUZES, CUT, WITH X-RAY DETECTABLE THREAD, STERILE | 6 | YES
M | DEVICES FOR GENERAL AND SPECIALIST DRESSINGS | M0201010202 | COTTON GAUZES, CUT, WITH X-RAY DETECTABLE THREAD, NON-STERILE | 6 | YES
M | DEVICES FOR GENERAL AND SPECIALIST DRESSINGS | M020102 | COTTON GAUZES, FOLDED | 4 | NO
M | DEVICES FOR GENERAL AND SPECIALIST DRESSINGS | M02010201 | COTTON GAUZES, FOLDED, WITHOUT X-RAY DETECTABLE THREAD | 5 | NO
M | DEVICES FOR GENERAL AND SPECIALIST DRESSINGS | M0201020101 | COTTON GAUZES, FOLDED, WITHOUT X-RAY DETECTABLE THREAD, STERILE | 6 | YES
M | DEVICES FOR GENERAL AND SPECIALIST DRESSINGS | M0201020102 | COTTON GAUZES, FOLDED, WITHOUT X-RAY DETECTABLE THREAD, NON-STERILE | 6 | YES
M | DEVICES FOR GENERAL AND SPECIALIST DRESSINGS | M02010202 | COTTON GAUZES, FOLDED, WITH X-RAY DETECTABLE THREAD | 5 | NO
M | DEVICES FOR GENERAL AND SPECIALIST DRESSINGS | M0201020201 | COTTON GAUZES, FOLDED, WITH X-RAY DETECTABLE THREAD, STERILE | 6 | YES
M | DEVICES FOR GENERAL AND SPECIALIST DRESSINGS | M0201020202 | COTTON GAUZES, FOLDED, WITH X-RAY DETECTABLE THREAD, NON-STERILE | 6 | YES
M | DEVICES FOR GENERAL AND SPECIALIST DRESSINGS | M020103 | LAPAROTOMY COTTON GAUZES | 4 | NO
M | DEVICES FOR GENERAL AND SPECIALIST DRESSINGS | M02010301 | LAPAROTOMY COTTON GAUZES, WITHOUT X-RAY DETECTABLE THREAD | 5 | NO
M | DEVICES FOR GENERAL AND SPECIALIST DRESSINGS | M0201030101 | LAPAROTOMY COTTON GAUZES, WITHOUT X-RAY DETECTABLE THREAD, STERILE | 6 | YES
M | DEVICES FOR GENERAL AND SPECIALIST DRESSINGS | M0201030102 | LAPAROTOMY COTTON GAUZES, WITHOUT X-RAY DETECTABLE THREAD, NON-STERILE | 6 | YES
M | DEVICES FOR GENERAL AND SPECIALIST DRESSINGS | M02010302 | LAPAROTOMY COTTON GAUZES, WITH X-RAY DETECTABLE THREAD | 5 | NO
M | DEVICES FOR GENERAL AND SPECIALIST DRESSINGS | M0201030201 | LAPAROTOMY COTTON GAUZES, WITH X-RAY DETECTABLE THREAD, STERILE | 6 | YES
M | DEVICES FOR GENERAL AND SPECIALIST DRESSINGS | M0201030202 | LAPAROTOMY COTTON GAUZES, WITH X-RAY DETECTABLE THREAD, NON-STERILE | 6 | YES
M | DEVICES FOR GENERAL AND SPECIALIST DRESSINGS | M020104 | STARCHED COTTON GAUZES | 4 | YES
M | DEVICES FOR GENERAL AND SPECIALIST DRESSINGS | M020105 | COTTON GAUZE PADS | 4 | NO
M | DEVICES FOR GENERAL AND SPECIALIST DRESSINGS | M02010501 | COTTON GAUZE PADS, WITHOUT X-RAY DETECTABLE THREAD | 5 | NO
M | DEVICES FOR GENERAL AND SPECIALIST DRESSINGS | M0201050101 | COTTON GAUZE PADS, WITHOUT X-RAY DETECTABLE THREAD, STERILE | 6 | YES
M | DEVICES FOR GENERAL AND SPECIALIST DRESSINGS | M0201050102 | COTTON GAUZE PADS, WITHOUT X-RAY DETECTABLE THREAD, NON-STERILE | 6 | YES
M | DEVICES FOR GENERAL AND SPECIALIST DRESSINGS | M02010502 | COTTON GAUZE PADS, WITH X-RAY DETECTABLE THREAD | 5 | NO
M | DEVICES FOR GENERAL AND SPECIALIST DRESSINGS | M0201050201 | COTTON GAUZE PADS, WITH X-RAY DETECTABLE THREAD, STERILE | 6 | YES
M | DEVICES FOR GENERAL AND SPECIALIST DRESSINGS | M0201050202 | COTTON GAUZE PADS, WITH X-RAY DETECTABLE THREAD, NON-STERILE | 6 | YES
M | DEVICES FOR GENERAL AND SPECIALIST DRESSINGS | M020106 | COTTON GAUZES IN PIECES | 4 | YES
M | DEVICES FOR GENERAL AND SPECIALIST DRESSINGS | M020107 | COTTON GAUZES IN ROLLS | 4 | YES
M | DEVICES FOR GENERAL AND SPECIALIST DRESSINGS | M020199 | COTTON GAUZES - OTHER | 4 | YES
M | DEVICES FOR GENERAL AND SPECIALIST DRESSINGS | M0202 | NON-WOVEN GAUZES | 3 | NO
M | DEVICES FOR GENERAL AND SPECIALIST DRESSINGS | M020201 | NON-WOVEN FOLDED GAUZES | 4 | NO
M | DEVICES FOR GENERAL AND SPECIALIST DRESSINGS | M02020101 | NON-WOVEN FOLDED GAUZES, WITHOUT X-RAY DETECTABLE THREAD | 5 | NO
M | DEVICES FOR GENERAL AND SPECIALIST DRESSINGS | M0202010101 | NON-WOVEN FOLDED GAUZES, WITHOUT X-RAY DETECTABLE THREAD, STERILE | 6 | YES
M | DEVICES FOR GENERAL AND SPECIALIST DRESSINGS | M0202010102 | NON-WOVEN FOLDED GAUZES, WITHOUT X-RAY DETECTABLE THREAD, NON-STERILE | 6 | YES
M | DEVICES FOR GENERAL AND SPECIALIST DRESSINGS | M02020102 | NON-WOVEN FOLDED GAUZES, WITH X-RAY DETECTABLE THREAD | 5 | NO
M | DEVICES FOR GENERAL AND SPECIALIST DRESSINGS | M0202010201 | NON-WOVEN FOLDED GAUZES, WITH X-RAY DETECTABLE THREAD, STERILE | 6 | YES
M | DEVICES FOR GENERAL AND SPECIALIST DRESSINGS | M0202010202 | NON-WOVEN FOLDED GAUZES, WITH X-RAY DETECTABLE THREAD, NON-STERILE | 6 | YES
M | DEVICES FOR GENERAL AND SPECIALIST DRESSINGS | M020202 | NON-WOVEN LAPAROTOMY GAUZES | 4 | NO
M | DEVICES FOR GENERAL AND SPECIALIST DRESSINGS | M02020201 | NON-WOVEN LAPAROTOMY GAUZES, WITHOUT X-RAY DETECTABLE THREAD | 5 | NO
M | DEVICES FOR GENERAL AND SPECIALIST DRESSINGS | M0202020101 | NON-WOVEN LAPAROTOMY GAUZES, WITHOUT X-RAY DETECTABLE THREAD, STERILE | 6 | YES
M | DEVICES FOR GENERAL AND SPECIALIST DRESSINGS | M0202020102 | NON-WOVEN LAPAROTOMY GAUZES, WITHOUT X-RAY DETECTABLE THREAD, NON-STERILE | 6 | YES
M | DEVICES FOR GENERAL AND SPECIALIST DRESSINGS | M02020202 | NON-WOVEN LAPAROTOMY GAUZES, WITH X-RAY DETECTABLE THREAD | 5 | NO
M | DEVICES FOR GENERAL AND SPECIALIST DRESSINGS | M0202020201 | NON-WOVEN LAPAROTOMY GAUZES, WITH X-RAY DETECTABLE THREAD, STERILE | 6 | YES
M | DEVICES FOR GENERAL AND SPECIALIST DRESSINGS | M0202020202 | NON-WOVEN LAPAROTOMY GAUZES, WITH X-RAY DETECTABLE THREAD, NON-STERILE | 6 | YES
M | DEVICES FOR GENERAL AND SPECIALIST DRESSINGS | M020203 | NON-WOVEN GAUZE PADS | 4 | NO
M | DEVICES FOR GENERAL AND SPECIALIST DRESSINGS | M02020301 | NON-WOVEN GAUZE PADS, WITHOUT X-RAY DETECTABLE THREAD | 5 | NO
M | DEVICES FOR GENERAL AND SPECIALIST DRESSINGS | M0202030101 | NON-WOVEN GAUZE PADS, WITHOUT X-RAY DETECTABLE THREAD, STERILE | 6 | YES
M | DEVICES FOR GENERAL AND SPECIALIST DRESSINGS | M0202030102 | NON-WOVEN GAUZE PADS, WITHOUT X-RAY DETECTABLE THREAD, NON-STERILE | 6 | YES
M | DEVICES FOR GENERAL AND SPECIALIST DRESSINGS | M02020302 | NON-WOVEN GAUZE PADS, WITH X-RAY DETECTABLE THREAD | 5 | NO
M | DEVICES FOR GENERAL AND SPECIALIST DRESSINGS | M0202030201 | NON-WOVEN GAUZE PADS, WITH X-RAY DETECTABLE THREAD, STERILE | 6 | YES
M | DEVICES FOR GENERAL AND SPECIALIST DRESSINGS | M0202030202 | NON-WOVEN GAUZE PADS, WITH X-RAY DETECTABLE THREAD, NON-STERILE | 6 | YES
M | DEVICES FOR GENERAL AND SPECIALIST DRESSINGS | M020204 | NON-WOVEN GAUZES IN PIECES | 4 | YES
M | DEVICES FOR GENERAL AND SPECIALIST DRESSINGS | M020205 | NON-WOVEN GAUZES IN ROLLS | 4 | YES
M | DEVICES FOR GENERAL AND SPECIALIST DRESSINGS | M020299 | NON-WOVEN GAUZES - OTHER | 4 | YES
M | DEVICES FOR GENERAL AND SPECIALIST DRESSINGS | M0203 | MEDICATED GAUZES | 3 | NO
M | DEVICES FOR GENERAL AND SPECIALIST DRESSINGS | M020301 | IODOFORM GAUZES | 4 | YES
M | DEVICES FOR GENERAL AND SPECIALIST DRESSINGS | M020302 | IMPREGNATED GAUZES | 4 | NO
M | DEVICES FOR GENERAL AND SPECIALIST DRESSINGS | M02030201 | GAUZE IMPREGNATED WITHOUT ANTISEPTIC | 5 | YES
M | DEVICES FOR GENERAL AND SPECIALIST DRESSINGS | M02030202 | GAUZE IMPREGNATED WITH ANTISEPTIC | 5 | YES
M | DEVICES FOR GENERAL AND SPECIALIST DRESSINGS | M020399 | MEDICATED GAUZES - OTHER | 4 | YES
M | DEVICES FOR GENERAL AND SPECIALIST DRESSINGS | M0299 | GAUZES - OTHER | 3 | YES
M | DEVICES FOR GENERAL AND SPECIALIST DRESSINGS | M03 | BANDAGES | 2 | NO
M | DEVICES FOR GENERAL AND SPECIALIST DRESSINGS | M0301 | HYDROPHILIC AND NON-WOVEN GAUZE BANDAGES | 3 | NO
M | DEVICES FOR GENERAL AND SPECIALIST DRESSINGS | M030101 | HYDROPHILIC GAUZE BANDAGES | 4 | YES
M | DEVICES FOR GENERAL AND SPECIALIST DRESSINGS | M030102 | NON-WOVEN BANDAGES | 4 | YES
M | DEVICES FOR GENERAL AND SPECIALIST DRESSINGS | M0302 | MEDICATED BANDAGES | 3 | NO
M | DEVICES FOR GENERAL AND SPECIALIST DRESSINGS | M030201 | IODOFORM MEDICATED BANDAGES | 4 | YES
M | DEVICES FOR GENERAL AND SPECIALIST DRESSINGS | M030202 | MEDICATED BANDAGES, WITH ZINC OXIDE AND OTHER COMPONENTS | 4 | NO
M | DEVICES FOR GENERAL AND SPECIALIST DRESSINGS | M03020201 | MEDICATED BANDAGES, WITH ZINC OXIDE | 5 | YES
M | DEVICES FOR GENERAL AND SPECIALIST DRESSINGS | M03020202 | MEDICATED BANDAGES, WITH ZINC OXIDE AND AMMONIUM BITUMINOSULFONATE | 5 | YES
M | DEVICES FOR GENERAL AND SPECIALIST DRESSINGS | M03020299 | MEDICATED BANDAGES, WITH ZINC OXIDE AND OTHER COMPONENTS - OTHER | 5 | YES
M | DEVICES FOR GENERAL AND SPECIALIST DRESSINGS | M030299 | MEDICATED BANDAGES - OTHER | 4 | YES
M | DEVICES FOR GENERAL AND SPECIALIST DRESSINGS | M0303 | ELASTIC FIXING OR PROTECTION BANDAGES | 3 | NO
M | DEVICES FOR GENERAL AND SPECIALIST DRESSINGS | M030301 | ELASTIC FIXING BANDAGES | 4 | NO
M | DEVICES FOR GENERAL AND SPECIALIST DRESSINGS | M03030101 | ELASTIC FIXING BANDAGES, NON-ADHESIVE | 5 | NO
M | DEVICES FOR GENERAL AND SPECIALIST DRESSINGS | M0303010101 | ELASTIC FIXING BANDAGES, NON-ADHESIVE, EXTENSIBLE IN ONE DIRECTION | 6 | YES
M | DEVICES FOR GENERAL AND SPECIALIST DRESSINGS | M0303010103 | ELASTIC FIXING BANDAGES, NON-ADHESIVE, EXTENSIBLE IN TWO DIRECTIONS | 6 | YES
M | DEVICES FOR GENERAL AND SPECIALIST DRESSINGS | M03030102 | ELASTIC FIXING BANDAGES, SELF-ADHESIVE | 5 | NO
M | DEVICES FOR GENERAL AND SPECIALIST DRESSINGS | M0303010201 | ELASTIC FIXING BANDAGES, SELF-ADHESIVE, EXTENSIBLE IN ONE DIRECTION | 6 | YES
M | DEVICES FOR GENERAL AND SPECIALIST DRESSINGS | M0303010203 | ELASTIC FIXING BANDAGES, SELF-ADHESIVE, EXTENSIBLE IN TWO DIRECTIONS | 6 | YES
M | DEVICES FOR GENERAL AND SPECIALIST DRESSINGS | M03030103 | TUBULAR NET BANDAGES | 5 | YES
M | DEVICES FOR GENERAL AND SPECIALIST DRESSINGS | M03030199 | ELASTIC FIXING BANDAGES - OTHER | 5 | YES
M | DEVICES FOR GENERAL AND SPECIALIST DRESSINGS | M030302 | PROTECTION SYSTEMS | 4 | NO
M | DEVICES FOR GENERAL AND SPECIALIST DRESSINGS | M03030201 | TUBULAR MESH | 5 | YES
M | DEVICES FOR GENERAL AND SPECIALIST DRESSINGS | M03030202 | SKIN PROTECTIVE BANDAGES | 5 | YES
M | DEVICES FOR GENERAL AND SPECIALIST DRESSINGS | M03030203 | FOAM PADS | 5 | YES
M | DEVICES FOR GENERAL AND SPECIALIST DRESSINGS | M03030299 | PROTECTION SYSTEMS - OTHER | 5 | YES
M | DEVICES FOR GENERAL AND SPECIALIST DRESSINGS | M0304 | ELASTIC BANDAGES, SUPPORT AND COMPRESSION | 3 | NO
M | DEVICES FOR GENERAL AND SPECIALIST DRESSINGS | M030401 | ELASTIC COMPRESSION BANDAGES | 4 | NO
M | DEVICES FOR GENERAL AND SPECIALIST DRESSINGS | M03040101 | ELASTIC COMPRESSION BANDAGES, NON-ADHESIVE | 5 | NO
M | DEVICES FOR GENERAL AND SPECIALIST DRESSINGS | M0304010101 | ELASTIC COMPRESSION BANDAGES, NON-ADHESIVE, LOW EXTENSIBILITY (<70%) | 6 | YES
M | DEVICES FOR GENERAL AND SPECIALIST DRESSINGS | M0304010102 | ELASTIC COMPRESSION BANDAGES, NON-ADHESIVE, MEDIUM EXTENSIBILITY (70-140%) | 6 | YES
M | DEVICES FOR GENERAL AND SPECIALIST DRESSINGS | M0304010103 | ELASTIC COMPRESSION BANDAGES, NON-ADHESIVE, HIGH EXTENSIBILITY (>140%) | 6 | YES
M | DEVICES FOR GENERAL AND SPECIALIST DRESSINGS | M03040102 | ELASTIC COMPRESSION BANDAGES, COHESIVE | 5 | NO
M | DEVICES FOR GENERAL AND SPECIALIST DRESSINGS | M0304010201 | ELASTIC COMPRESSION BANDAGES, COHESIVE, LOW EXTENSIBILITY (<70%) | 6 | YES
M | DEVICES FOR GENERAL AND SPECIALIST DRESSINGS | M0304010202 | ELASTIC COMPRESSION BANDAGES, COHESIVE, MEDIUM EXTENSIBILITY (70-140%) | 6 | YES
M | DEVICES FOR GENERAL AND SPECIALIST DRESSINGS | M0304010203 | ELASTIC COMPRESSION BANDAGES, COHESIVE, HIGH EXTENSIBILITY (>140%) | 6 | YES
M | DEVICES FOR GENERAL AND SPECIALIST DRESSINGS | M03040103 | ELASTIC COMPRESSION BANDAGES, ADHESIVE | 5 | NO
M | DEVICES FOR GENERAL AND SPECIALIST DRESSINGS | M0304010301 | ELASTIC COMPRESSION BANDAGES, ADHESIVE, LOW EXTENSIBILITY (<70%) | 6 | YES
M | DEVICES FOR GENERAL AND SPECIALIST DRESSINGS | M0304010302 | ELASTIC COMPRESSION BANDAGES, ADHESIVE, MEDIUM EXTENSIBILITY (70-140%) | 6 | YES
M | DEVICES FOR GENERAL AND SPECIALIST DRESSINGS | M0304010303 | ELASTIC COMPRESSION BANDAGES, ADHESIVE, HIGH EXTENSIBILITY (> 140%) | 6 | YES
M | DEVICES FOR GENERAL AND SPECIALIST DRESSINGS | M03040199 | ELASTIC COMPRESSION BANDAGES - OTHER | 5 | YES
M | DEVICES FOR GENERAL AND SPECIALIST DRESSINGS | M030402 | ELASTIC SUPPORT BANDAGES | 4 | NO
M | DEVICES FOR GENERAL AND SPECIALIST DRESSINGS | M03040201 | ELASTIC SUPPORT BANDAGES, NON-ADHESIVE | 5 | NO
M | DEVICES FOR GENERAL AND SPECIALIST DRESSINGS | M0304020101 | ELASTIC SUPPORT BANDAGES, NON-ADHESIVE, HIGH EXTENSIBILITY (>140%) | 6 | NO
M | DEVICES FOR GENERAL AND SPECIALIST DRESSINGS | M030402010101 | ELASTIC SUPPORT BANDAGES, NON-ADHESIVE, EXTENSIBLE IN ONE DIRECTION, HIGH EXTENSIBILITY | 7 | YES
M | DEVICES FOR GENERAL AND SPECIALIST DRESSINGS | M030402010103 | ELASTIC SUPPORT BANDAGES, NON-ADHESIVE, EXTENSIBLE IN TWO DIRECTIONS, HIGH EXTENSIBILITY | 7 | YES
M | DEVICES FOR GENERAL AND SPECIALIST DRESSINGS | M03040202 | ELASTIC SUPPORT BANDAGES, COHESIVE (SELF-ADHESIVE) | 5 | NO
M | DEVICES FOR GENERAL AND SPECIALIST DRESSINGS | M0304020201 | ELASTIC SUPPORT BANDAGES, COHESIVE, HIGH EXTENSIBILITY (>140%) | 6 | NO
M | DEVICES FOR GENERAL AND SPECIALIST DRESSINGS | M030402020101 | ELASTIC SUPPORT BANDAGES, COHESIVE, EXTENSIBLE IN ONE DIRECTION, HIGH EXTENSIBILITY | 7 | YES
M | DEVICES FOR GENERAL AND SPECIALIST DRESSINGS | M030402020103 | ELASTIC SUPPORT BANDAGES, COHESIVE, EXTENSIBLE IN TWO DIRECTIONS, HIGH EXTENSIBILITY | 7 | YES
M | DEVICES FOR GENERAL AND SPECIALIST DRESSINGS | M03040203 | ELASTIC SUPPORT BANDAGES, ADHESIVE | 5 | NO
M | DEVICES FOR GENERAL AND SPECIALIST DRESSINGS | M0304020301 | ELASTIC SUPPORT BANDAGES, ADHESIVE, HIGH EXTENSIBILITY (>140%) | 6 | NO
M | DEVICES FOR GENERAL AND SPECIALIST DRESSINGS | M030402030102 | ELASTIC SUPPORT BANDAGES, ADHESIVE EXTENSIBLE IN ONE DIRECTION, HIGH EXTENSIBILITY | 7 | YES
M | DEVICES FOR GENERAL AND SPECIALIST DRESSINGS | M030402030103 | ELASTIC SUPPORT BANDAGES, ADHESIVE, EXTENSIBLE IN TWO DIRECTIONS, HIGH EXTENSIBILITY | 7 | YES
M | DEVICES FOR GENERAL AND SPECIALIST DRESSINGS | M03040299 | ELASTIC SUPPORT BANDAGES - OTHER | 5 | YES
M | DEVICES FOR GENERAL AND SPECIALIST DRESSINGS | M030403 | FUNCTIONAL BANDAGES WITH ANELASTIC TAPES | 4 | YES
M | DEVICES FOR GENERAL AND SPECIALIST DRESSINGS | M030404 | DIALYSIS FISTULA, BANDAGES | 4 | YES
M | DEVICES FOR GENERAL AND SPECIALIST DRESSINGS | M030405 | COMPRESSION STOCKINGS | 4 | YES
M | DEVICES FOR GENERAL AND SPECIALIST DRESSINGS | M030499 | ELASTIC BANDAGES, SUPPORT AND COMPRESSION - OTHER | 4 | YES
M | DEVICES FOR GENERAL AND SPECIALIST DRESSINGS | M0305 | IMMOBILISATION SYSTEMS AND DEVICES | 3 | NO
M | DEVICES FOR GENERAL AND SPECIALIST DRESSINGS | M030501 | IMMOBILISATION BANDAGES FOR SHOULDER, ARM AND COLLARBONE | 4 | YES
M | DEVICES FOR GENERAL AND SPECIALIST DRESSINGS | M030502 | BANDAGES AND SPLINTS | 4 | NO
M | DEVICES FOR GENERAL AND SPECIALIST DRESSINGS | M03050201 | NATURAL CAST BANDAGES AND SPLINTS | 5 | YES
M | DEVICES FOR GENERAL AND SPECIALIST DRESSINGS | M03050202 | SYNTHETIC CAST BANDAGES AND SPLINTS | 5 | YES
M | DEVICES FOR GENERAL AND SPECIALIST DRESSINGS | M03050299 | BANDAGES AND SPLINTS - OTHER | 5 | YES
M | DEVICES FOR GENERAL AND SPECIALIST DRESSINGS | M030503 | SKIN TRACTION SYSTEMS | 4 | YES
M | DEVICES FOR GENERAL AND SPECIALIST DRESSINGS | M030504 | IMMOBILISATION SYSTEMS, MOULDABLE UNDER COLD AND HOT TEMPERATURES | 4 | YES
M | DEVICES FOR GENERAL AND SPECIALIST DRESSINGS | M030505 | ZIMMER SPLINTS | 4 | YES
M | DEVICES FOR GENERAL AND SPECIALIST DRESSINGS | M030506 | FERULES | 4 | YES
M | DEVICES FOR GENERAL AND SPECIALIST DRESSINGS | M030599 | IMMOBILISATION SYSTEMS AND DEVICES - OTHER | 4 | YES
M | DEVICES FOR GENERAL AND SPECIALIST DRESSINGS | M0399 | BANDAGES - OTHER (see Y06 for collars, tutors, etc.) | 3 | YES
M | DEVICES FOR GENERAL AND SPECIALIST DRESSINGS | M04 | SPECIAL DRESSINGS | 2 | NO
M | DEVICES FOR GENERAL AND SPECIALIST DRESSINGS | M0401 | PREPARED DRESSINGS | 3 | NO
M | DEVICES FOR GENERAL AND SPECIALIST DRESSINGS | M040101 | ADHESIVE DRESSINGS, WITH ABSORBENT PAD | 4 | NO
M | DEVICES FOR GENERAL AND SPECIALIST DRESSINGS | M04010101 | NON-WOVEN ADHESIVE DRESSINGS, WITH ABSORBENT PAD | 5 | YES
M | DEVICES FOR GENERAL AND SPECIALIST DRESSINGS | M04010102 | POLYURETHANE (OR OTHER MATERIAL) ADHESIVE DRESSINGS, WITH ABSORBENT PAD | 5 | YES
M | DEVICES FOR GENERAL AND SPECIALIST DRESSINGS | M04010199 | ADHESIVE DRESSINGS, WITH ABSORBENT PAD - OTHER | 5 | YES
M | DEVICES FOR GENERAL AND SPECIALIST DRESSINGS | M040102 | FIXING DRESSINGS | 4 | NO
M | DEVICES FOR GENERAL AND SPECIALIST DRESSINGS | M04010201 | NON-WOVEN FIXING DRESSINGS | 5 | YES
M | DEVICES FOR GENERAL AND SPECIALIST DRESSINGS | M04010202 | POLYURETHANE FIXING DRESSINGS | 5 | YES
M | DEVICES FOR GENERAL AND SPECIALIST DRESSINGS | M04010203 | FIXATION SILICONE DRESSINGS | 5 | YES
M | DEVICES FOR GENERAL AND SPECIALIST DRESSINGS | M04010299 | FIXING DRESSINGS - OTHER | 5 | YES
M | DEVICES FOR GENERAL AND SPECIALIST DRESSINGS | M040199 | PREPARED DRESSINGS - OTHER | 4 | YES
M | DEVICES FOR GENERAL AND SPECIALIST DRESSINGS | M0402 | NON-ADHESIVE ABSORBENT DRESSINGS | 3 | NO
M | DEVICES FOR GENERAL AND SPECIALIST DRESSINGS | M040201 | ABSORBENT DRESSINGS WITH CELLULOSE PAD AND NON-WOVEN WRAPS | 4 | YES
M | DEVICES FOR GENERAL AND SPECIALIST DRESSINGS | M040202 | ALUMINIUM NON-WOVEN ABSORBENT DRESSINGS | 4 | YES
M | DEVICES FOR GENERAL AND SPECIALIST DRESSINGS | M040203 | TRACHEOSTOMY DRESSINGS | 4 | YES
M | DEVICES FOR GENERAL AND SPECIALIST DRESSINGS | M040204 | NON-ADHERENT ABSORBENT DRESSINGS | 4 | YES
M | DEVICES FOR GENERAL AND SPECIALIST DRESSINGS | M040299 | NON-ADHESIVE ABSORBENT DRESSINGS - OTHER | 4 | YES
M | DEVICES FOR GENERAL AND SPECIALIST DRESSINGS | M0403 | OPHTHALMIC DRESSINGS | 3 | NO
M | DEVICES FOR GENERAL AND SPECIALIST DRESSINGS | M040301 | EYE PADS, COTTON OR NON-WOVEN MATERIALS | 4 | YES
M | DEVICES FOR GENERAL AND SPECIALIST DRESSINGS | M040302 | STICKS/LANCETS/STRIPS FOR OPHTHALMIC USE | 4 | YES
M | DEVICES FOR GENERAL AND SPECIALIST DRESSINGS | M040303 | ORTHOPTIC EYE PATCHES | 4 | YES
M | DEVICES FOR GENERAL AND SPECIALIST DRESSINGS | M040304 | OPHTHALMIC DRESSINGS CONTAINING COMPONENTS OF HUMAN ORIGIN | 4 | YES
M | DEVICES FOR GENERAL AND SPECIALIST DRESSINGS | M040305 | OPHTHALMIC DRESSINGS IN THE FORM OF EYE DROPS/GEL/CREAMS | 4 | YES
M | DEVICES FOR GENERAL AND SPECIALIST DRESSINGS | M040306 | OPHTHALMIC PROTECTORS | 4 | YES
M | DEVICES FOR GENERAL AND SPECIALIST DRESSINGS | M040399 | OPHTHALMIC DRESSINGS - OTHER | 4 | YES
M | DEVICES FOR GENERAL AND SPECIALIST DRESSINGS | M0404 | DRESSINGS FOR WOUNDS, SORES AND ULCERATIONS | 3 | NO
M | DEVICES FOR GENERAL AND SPECIALIST DRESSINGS | M040401 | SALINE DRESSINGS | 4 | NO
M | DEVICES FOR GENERAL AND SPECIALIST DRESSINGS | M04040101 | SALINE DRESSINGS, NON-COMBINED | 5 | YES
M | DEVICES FOR GENERAL AND SPECIALIST DRESSINGS | M04040102 | SALINE DRESSINGS IN COMBINATION WITH OTHER SUBSTANCES | 5 | YES
M | DEVICES FOR GENERAL AND SPECIALIST DRESSINGS | M040402 | ALGINATE DRESSINGS | 4 | NO
M | DEVICES FOR GENERAL AND SPECIALIST DRESSINGS | M04040201 | ALGINATE DRESSINGS, NON-COMBINED | 5 | YES
M | DEVICES FOR GENERAL AND SPECIALIST DRESSINGS | M04040202 | ALGINATE DRESSINGS, COMBINED WITH OTHER SUBSTANCES | 5 | YES
M | DEVICES FOR GENERAL AND SPECIALIST DRESSINGS | M040403 | HYDROCOLLOID DRESSINGS | 4 | NO
M | DEVICES FOR GENERAL AND SPECIALIST DRESSINGS | M04040301 | HYDROCOLLOID DRESSINGS, NON-COMBINED | 5 | YES
M | DEVICES FOR GENERAL AND SPECIALIST DRESSINGS | M04040302 | HYDROCOLLOID DRESSINGS, COMBINED WITH OTHER SUBSTANCES | 5 | YES
M | DEVICES FOR GENERAL AND SPECIALIST DRESSINGS | M040404 | CELLULOSE AND/OR MODIFIED CELLULOSE DRESSINGS, NON-COMBINED OR COMBINED WITH OTHER SUBSTANCES | 4 | YES
M | DEVICES FOR GENERAL AND SPECIALIST DRESSINGS | M040405 | HYDROGEL DRESSINGS | 4 | NO
M | DEVICES FOR GENERAL AND SPECIALIST DRESSINGS | M04040501 | HYDROGEL DRESSINGS, NON-COMBINED | 5 | YES
M | DEVICES FOR GENERAL AND SPECIALIST DRESSINGS | M04040502 | HYDROGEL DRESSINGS, COMBINED WITH OTHER SUBSTANCES | 5 | YES
M | DEVICES FOR GENERAL AND SPECIALIST DRESSINGS | M040406 | POLYURETHANE DRESSINGS | 4 | NO
M | DEVICES FOR GENERAL AND SPECIALIST DRESSINGS | M04040601 | POLYURETHANE DRESSINGS, NON-COMBINED | 5 | YES
M | DEVICES FOR GENERAL AND SPECIALIST DRESSINGS | M04040602 | POLYURETHANE DRESSINGS, COMBINED WITH OTHER SUBSTANCES | 5 | YES
M | DEVICES FOR GENERAL AND SPECIALIST DRESSINGS | M040407 | SILICONE DRESSINGS | 4 | NO
M | DEVICES FOR GENERAL AND SPECIALIST DRESSINGS | M04040701 | SILICONE DRESSINGS, NON-COMBINED | 5 | YES
M | DEVICES FOR GENERAL AND SPECIALIST DRESSINGS | M04040702 | SILICONE DRESSINGS, COMBINED WITH OTHER SUBSTANCES | 5 | YES
M | DEVICES FOR GENERAL AND SPECIALIST DRESSINGS | M040408 | SILVER DRESSINGS | 4 | NO
M | DEVICES FOR GENERAL AND SPECIALIST DRESSINGS | M04040801 | SILVER DRESSINGS, NON-COMBINED | 5 | YES
M | DEVICES FOR GENERAL AND SPECIALIST DRESSINGS | M04040802 | SILVER DRESSINGS, COMBINED WITH OTHER SUBSTANCES | 5 | YES
M | DEVICES FOR GENERAL AND SPECIALIST DRESSINGS | M040409 | ACTIVATED CHARCOAL DRESSINGS | 4 | NO
M | DEVICES FOR GENERAL AND SPECIALIST DRESSINGS | M04040901 | ACTIVATED CHARCOAL DRESSINGS, NON-COMBINED | 5 | YES
M | DEVICES FOR GENERAL AND SPECIALIST DRESSINGS | M04040902 | ACTIVATED CHARCOAL DRESSINGS, COMBINED WITH OTHER SUBSTANCES | 5 | YES
M | DEVICES FOR GENERAL AND SPECIALIST DRESSINGS | M040410 | ANIMAL-DERIVED COLLAGEN DRESSINGS | 4 | NO
M | DEVICES FOR GENERAL AND SPECIALIST DRESSINGS | M04041001 | ANIMAL-DERIVED COLLAGEN DRESSINGS, NON-COMBINED | 5 | YES
M | DEVICES FOR GENERAL AND SPECIALIST DRESSINGS | M04041002 | ANIMAL-DERIVED COLLAGEN DRESSINGS, COMBINED WITH OTHER SUBSTANCES | 5 | YES
M | DEVICES FOR GENERAL AND SPECIALIST DRESSINGS | M040411 | INSTRUMENT DRESSINGS | 4 | YES
M | DEVICES FOR GENERAL AND SPECIALIST DRESSINGS | M040412 | ANTISEPTICS-BASED DRESSINGS | 4 | YES
M | DEVICES FOR GENERAL AND SPECIALIST DRESSINGS | M040413 | INTERACTIVE DRESSINGS | 4 | YES
M | DEVICES FOR GENERAL AND SPECIALIST DRESSINGS | M040414 | MULTI-LAYER ABSORBENT DRESSINGS | 4 | YES
M | DEVICES FOR GENERAL AND SPECIALIST DRESSINGS | M040415 | DRESSINGS IN SOLUTIONS, EMULSIONS, GELS, POWDERS | 4 | NO
M | DEVICES FOR GENERAL AND SPECIALIST DRESSINGS | M04041501 | DRESSINGS IN SOLUTIONS, EMULSIONS, GELS, POWDERS WITH HERBAL COMPONENTS | 5 | YES
M | DEVICES FOR GENERAL AND SPECIALIST DRESSINGS | M04041502 | DRESSINGS IN SOLUTIONS, EMULSIONS, GELS, POWDERS WITH ANIMAL COMPONENTS | 5 | YES
M | DEVICES FOR GENERAL AND SPECIALIST DRESSINGS | M04041503 | DRESSINGS IN SOLUTIONS, EMULSIONS, GELS, POWDERS WITH SYNTHETIC COMPONENTS | 5 | YES
M | DEVICES FOR GENERAL AND SPECIALIST DRESSINGS | M040416 | HYDROPHOBIC DRESSINGS | 4 | YES
M | DEVICES FOR GENERAL AND SPECIALIST DRESSINGS | M040499 | DRESSINGS FOR WOUNDS, SORES AND ULCERATIONS - OTHER | 4 | YES
M | DEVICES FOR GENERAL AND SPECIALIST DRESSINGS | M0405 | HAEMOSTATIC DRESSINGS | 3 | NO
M | DEVICES FOR GENERAL AND SPECIALIST DRESSINGS | M040501 | POLYSACCHARIDE HAEMOSTATIC DRESSINGS | 4 | YES
M | DEVICES FOR GENERAL AND SPECIALIST DRESSINGS | M040502 | ANIMAL COLLAGEN HAEMOSTATIC DRESSINGS | 4 | YES
M | DEVICES FOR GENERAL AND SPECIALIST DRESSINGS | M040503 | GELATINE SPONGE HAEMOSTATIC DRESSINGS | 4 | YES
M | DEVICES FOR GENERAL AND SPECIALIST DRESSINGS | M040504 | INORGANIC HAEMOSTATIC DEVICES | 4 | YES
M | DEVICES FOR GENERAL AND SPECIALIST DRESSINGS | M040505 | HAEMOSTATIC DEVICES BASED ON CLOTTING FACTORS | 4 | NO
M | DEVICES FOR GENERAL AND SPECIALIST DRESSINGS | M04050501 | HEMOSTATIC DRESSINGS BASED ON COAGULATION FACTORS OF ANIMAL ORIGIN | 5 | YES
M | DEVICES FOR GENERAL AND SPECIALIST DRESSINGS | M04050502 | HEMOSTATIC DRESSINGS BASED ON COAGULATION FACTORS OF HUMAN ORIGIN | 5 | YES
M | DEVICES FOR GENERAL AND SPECIALIST DRESSINGS | M040506 | HEMOSTATIC WAXES | 4 | YES
M | DEVICES FOR GENERAL AND SPECIALIST DRESSINGS | M040599 | HAEMOSTATIC DRESSINGS - OTHER | 4 | YES
M | DEVICES FOR GENERAL AND SPECIALIST DRESSINGS | M0406 | DRESSINGS FOR THE PREVENTION OF POST-OPERATIVE ADHESIONS | 3 | YES
M | DEVICES FOR GENERAL AND SPECIALIST DRESSINGS | M0407 | SPECIAL PADS | 3 | NO
M | DEVICES FOR GENERAL AND SPECIALIST DRESSINGS | M040701 | NASAL PADS | 4 | YES
M | DEVICES FOR GENERAL AND SPECIALIST DRESSINGS | M040702 | SURGICAL PADS | 4 | YES
M | DEVICES FOR GENERAL AND SPECIALIST DRESSINGS | M040703 | WOUND DEBRIDEMENT PADS | 4 | YES
M | DEVICES FOR GENERAL AND SPECIALIST DRESSINGS | M040799 | SPECIAL PADS - OTHER | 4 | YES
M | DEVICES FOR GENERAL AND SPECIALIST DRESSINGS | M0408 | DRESSINGS FOR BURNS ONLY | 3 | YES
M | DEVICES FOR GENERAL AND SPECIALIST DRESSINGS | M0409 | DRESSINGS FOR PHOTO- AND THERMOTHERAPY IN THE FORM OF GELS AND SOLUTIONS | 3 | YES
M | DEVICES FOR GENERAL AND SPECIALIST DRESSINGS | M0410 | DRESSINGS FOR NAILS IN THE FORM OF LIQUIDS, GELS AND CREAMS | 3 | YES
M | DEVICES FOR GENERAL AND SPECIALIST DRESSINGS | M0411 | OSMOTIC DRESSINGS | 3 | YES
M | DEVICES FOR GENERAL AND SPECIALIST DRESSINGS | M0412 | DRESSINGS FOR THE TREATMENT OF WARTS, CORNS AND CALLUSES | 3 | YES
M | DEVICES FOR GENERAL AND SPECIALIST DRESSINGS | M0499 | SPECIAL DRESSINGS - OTHER | 3 | YES
M | DEVICES FOR GENERAL AND SPECIALIST DRESSINGS | M05 | PLASTERS | 2 | NO
M | DEVICES FOR GENERAL AND SPECIALIST DRESSINGS | M0501 | SURGICAL PLASTERS | 3 | NO
M | DEVICES FOR GENERAL AND SPECIALIST DRESSINGS | M050101 | PLASTERS ON SPOOLS (ROLLS) | 4 | YES
M | DEVICES FOR GENERAL AND SPECIALIST DRESSINGS | M050102 | MEDICATED PLASTERS | 4 | YES
M | DEVICES FOR GENERAL AND SPECIALIST DRESSINGS | M050199 | SURGICAL PLASTERS - OTHER | 4 | YES
M | DEVICES FOR GENERAL AND SPECIALIST DRESSINGS | M0502 | PLASTERS FOR EXTENSIVE AREAS | 3 | NO
M | DEVICES FOR GENERAL AND SPECIALIST DRESSINGS | M050201 | EXTENSIBLE NON-WOVEN PLASTERS | 4 | YES
M | DEVICES FOR GENERAL AND SPECIALIST DRESSINGS | M050202 | NON-EXTENSIBLE WOVEN PLASTERS | 4 | YES
M | DEVICES FOR GENERAL AND SPECIALIST DRESSINGS | M050299 | PLASTERS FOR EXTENSIVE AREAS - OTHER | 4 | YES
M | DEVICES FOR GENERAL AND SPECIALIST DRESSINGS | M0599 | MEDICAL PLASTERS - OTHER | 3 | YES
M | DEVICES FOR GENERAL AND SPECIALIST DRESSINGS | M90 | DEVICES FOR GENERAL AND SPECIALIST DRESSINGS - VARIOUS | 2 | NO
M | DEVICES FOR GENERAL AND SPECIALIST DRESSINGS | M9001 | CRYOTHERAPY AND THERMOTHERAPY DEVICES | 3 | YES
M | DEVICES FOR GENERAL AND SPECIALIST DRESSINGS | M9002 | PROTECTIVE DEVICES, LUBRICANTS AND SOOTHING DEVICES (SPRAYS, GELS, FLUIDS AND CREAMS) | 3 | YES
M | DEVICES FOR GENERAL AND SPECIALIST DRESSINGS | M9003 | SOLUTIONS FOR ADHESIVE TAPE REMOVAL | 3 | YES
M | DEVICES FOR GENERAL AND SPECIALIST DRESSINGS | M9099 | GENERAL AND SPECIALIST MEDICAL DEVICES – OTHER (SUTURE PATCHES SEE H900102) | 3 | YES
N | NERVOUS AND MEDULLARY SYSTEMS DEVICES | N | NERVOUS AND MEDULLARY SYSTEMS DEVICES | 1 | NO
N | NERVOUS AND MEDULLARY SYSTEMS DEVICES | N01 | ENCEPHALIC AND PERIPHERAL NERVOUS SYSTEM DEVICES | 2 | NO
N | NERVOUS AND MEDULLARY SYSTEMS DEVICES | N0101 | NEUROPHYSIOLOGY DEVICES | 3 | NO
N | NERVOUS AND MEDULLARY SYSTEMS DEVICES | N010101 | ELECTROMYOGRAPHIC ELECTRODES | 4 | YES
N | NERVOUS AND MEDULLARY SYSTEMS DEVICES | N010102 | ELECTROENCEPHALOGRAPHIC ELECTRODES | 4 | NO
N | NERVOUS AND MEDULLARY SYSTEMS DEVICES | N01010201 | EEG INTRACRANIC ELECTRODES | 5 | NO
N | NERVOUS AND MEDULLARY SYSTEMS DEVICES | N0101020101 | EEG CORTICAL ELECTRODES | 6 | YES
N | NERVOUS AND MEDULLARY SYSTEMS DEVICES | N0101020102 | EEG DEPTH ELECTRODES | 6 | YES
N | NERVOUS AND MEDULLARY SYSTEMS DEVICES | N0101020199 | EEG INTRACRANIC ELECTRODES - OTHER | 6 | YES
N | NERVOUS AND MEDULLARY SYSTEMS DEVICES | N01010202 | EEG EXTRACRANIC ELECTRODES | 5 | YES
N | NERVOUS AND MEDULLARY SYSTEMS DEVICES | N01010203 | EEG HEADSETS | 5 | YES
N | NERVOUS AND MEDULLARY SYSTEMS DEVICES | N01010299 | EEG ELECTRODES - OTHER | 5 | YES
N | NERVOUS AND MEDULLARY SYSTEMS DEVICES | N010103 | BIPOLAR NERVOUS ELECTROSTIMULATORS, BATTERY-POWERED | 4 | YES
N | NERVOUS AND MEDULLARY SYSTEMS DEVICES | N010180 | NEUROPHYSIOLOGY DEVICES - ACCESSORIES | 4 | YES
N | NERVOUS AND MEDULLARY SYSTEMS DEVICES | N010199 | NEUROPHYSIOLOGY DEVICES - OTHER | 4 | YES
N | NERVOUS AND MEDULLARY SYSTEMS DEVICES | N0102 | NEUROLOGIC PHYSIOTHERAPHY DEVICES | 3 | NO
N | NERVOUS AND MEDULLARY SYSTEMS DEVICES | N010201 | TENS SYSTEM ELECTRODES | 4 | YES
N | NERVOUS AND MEDULLARY SYSTEMS DEVICES | N010202 | STIMULATION POINT LOCATORS | 4 | YES
N | NERVOUS AND MEDULLARY SYSTEMS DEVICES | N010280 | NEUROLOGICAL PHYSIOTHERAPY DEVICES - ACCESSORIES | 4 | NO
N | NERVOUS AND MEDULLARY SYSTEMS DEVICES | N01028001 | SPONGES FOR THE APPLICATION OF CUTANEOUS NEUROLOGICAL ELECTRODES | 5 | YES
N | NERVOUS AND MEDULLARY SYSTEMS DEVICES | N01028002 | NEUROLOGICAL PHYSIOTHERAPY CONNECTORS | 5 | YES
N | NERVOUS AND MEDULLARY SYSTEMS DEVICES | N01028003 | NEUROLOGICAL ELECTRODES BANDS | 5 | YES
N | NERVOUS AND MEDULLARY SYSTEMS DEVICES | N01028099 | NEUROLOGICAL PHYSIOTHERAPY DEVICES - ACCESSORIES - OTHER | 5 | YES
N | NERVOUS AND MEDULLARY SYSTEMS DEVICES | N010299 | NEUROLOGIC PHYSIOTHERAPHY DEVICES - OTHER | 4 | YES
N | NERVOUS AND MEDULLARY SYSTEMS DEVICES | N0103 | CRANIAL DRAINAGE DEVICES AND KITS | 3 | NO
N | NERVOUS AND MEDULLARY SYSTEMS DEVICES | N010301 | VENTRICULAR-PERITONEAL SHUNTS | 4 | YES
N | NERVOUS AND MEDULLARY SYSTEMS DEVICES | N010302 | VENTRICULAR-ATRIAL SHUNTS | 4 | YES
N | NERVOUS AND MEDULLARY SYSTEMS DEVICES | N010303 | CEREBRAL FLUID EXTERNAL DRAINS AND KITS | 4 | YES
N | NERVOUS AND MEDULLARY SYSTEMS DEVICES | N010380 | INTRACRANIAL DRAINAGE DEVICES AND KITS - ACCESSORIES | 4 | NO
N | NERVOUS AND MEDULLARY SYSTEMS DEVICES | N01038001 | INTRACRANIAL DRAINAGE DEVICES ADAPTERS AND CONNECTORS, SINGLE-USE | 5 | YES
N | NERVOUS AND MEDULLARY SYSTEMS DEVICES | N01038002 | INTRACRANIAL DRAINAGE DEVICE VALVES | 5 | YES
N | NERVOUS AND MEDULLARY SYSTEMS DEVICES | N01038099 | INTRACRANIAL DRAINAGE DEVICES AND KITS - ACCESSORIES - OTHER | 5 | YES
N | NERVOUS AND MEDULLARY SYSTEMS DEVICES | N010399 | INTRACRANIAL DRAINAGE DEVICES AND KITS - OTHER | 4 | YES
N | NERVOUS AND MEDULLARY SYSTEMS DEVICES | N0104 | PERIPHERAL NERVOUS SYSTEM CATHETERS | 3 | NO
N | NERVOUS AND MEDULLARY SYSTEMS DEVICES | N010401 | PERIPHERAL NERVOUS SYSTEM CATHETERS AND KITS | 4 | YES
N | NERVOUS AND MEDULLARY SYSTEMS DEVICES | N010480 | PERIPHERAL NERVOUS SYSTEM CATHETERS - ACCESSORIES | 4 | YES
N | NERVOUS AND MEDULLARY SYSTEMS DEVICES | N010499 | PERIPHERAL NERVOUS SYSTEM CATHETERS - OTHER | 4 | YES
N | NERVOUS AND MEDULLARY SYSTEMS DEVICES | N0180 | ENCEPHALIC AND PERIPHERAL NERVOUS SYSTEM DEVICES - ACCESSORIES | 3 | NO
N | NERVOUS AND MEDULLARY SYSTEMS DEVICES | N018001 | ENCEPHALIC AND PERIPHERAL NERVOUS SYSTEM SURGICAL INSTRUMENTS, SINGLE-USE | 4 | NO
N | NERVOUS AND MEDULLARY SYSTEMS DEVICES | N01800101 | ENCEPHALIC AND PERIPHERAL NERVOUS SYSTEM SURGICAL FORCEPS, SINGLE-USE | 5 | YES
N | NERVOUS AND MEDULLARY SYSTEMS DEVICES | N01800102 | ENCEPHALIC AND PERIPHERAL NERVOUS SYSTEM SURGICAL SCISSORS, SINGLE-USE | 5 | YES
N | NERVOUS AND MEDULLARY SYSTEMS DEVICES | N01800103 | ENCEPHALIC AND PERIPHERAL NERVOUS SYSTEM NEEDLE HOLDERS, SINGLE-USE | 5 | YES
N | NERVOUS AND MEDULLARY SYSTEMS DEVICES | N01800104 | ENCEPHALIC AND PERIPHERAL NERVOUS SYSTEM SPREADERS AND RETRACTORS, SINGLE-USE | 5 | YES
N | NERVOUS AND MEDULLARY SYSTEMS DEVICES | N01800105 | ENCEPHALIC AND PERIPHERAL NERVOUS SYSTEM SURGICAL BLADES, SINGLE-USE | 5 | YES
N | NERVOUS AND MEDULLARY SYSTEMS DEVICES | N01800106 | ENCEPHALIC AND PERIPHERAL NERVOUS SYSTEM SURGICAL INSTRUMENT KITS, SINGLE-USE | 5 | YES
N | NERVOUS AND MEDULLARY SYSTEMS DEVICES | N01800199 | ENCEPHALIC AND PERIPHERAL NERVOUS SYSTEM SURGICAL INSTRUMENTS, SINGLE-USE - OTHER | 5 | YES
N | NERVOUS AND MEDULLARY SYSTEMS DEVICES | N018099 | ENCEPHALIC AND PERIPHERAL NERVOUS SYSTEM DEVICES - ACCESSORIES - OTHER | 4 | YES
N | NERVOUS AND MEDULLARY SYSTEMS DEVICES | N0199 | ENCEPHALIC AND PERIPHERAL NERVOUS SYSTEM DEVICES - OTHER | 3 | YES
N | NERVOUS AND MEDULLARY SYSTEMS DEVICES | N02 | SPINAL MEDULLAR SYSTEM DEVICES | 2 | NO
N | NERVOUS AND MEDULLARY SYSTEMS DEVICES | N0201 | SPINAL CATHETERS AND KITS | 3 | NO
N | NERVOUS AND MEDULLARY SYSTEMS DEVICES | N020101 | PERIDURAL / EPIDURAL SPINAL CATHETERS AND KITS | 4 | NO
N | NERVOUS AND MEDULLARY SYSTEMS DEVICES | N02010101 | EPIDUROSCOPY AND EPIDUROPLASTICS CATHETERS AND KITS | 5 | YES
N | NERVOUS AND MEDULLARY SYSTEMS DEVICES | N02010102 | PERIDURAL / EPIDURAL CATHETERS FOR CONTINUOUS ANALGESIA AND KITS | 5 | YES
N | NERVOUS AND MEDULLARY SYSTEMS DEVICES | N02010180 | PERIDURAL / EPIDURAL SPINAL CATHETERS AND KITS - ACCESSORIES | 5 | YES
N | NERVOUS AND MEDULLARY SYSTEMS DEVICES | N02010199 | PERIDURAL / EPIDURAL SPINAL CATHETERS AND KITS - OTHER | 5 | YES
N | NERVOUS AND MEDULLARY SYSTEMS DEVICES | N020102 | SUBARACHNOID SPINAL CATHETERS AND KITS | 4 | YES
N | NERVOUS AND MEDULLARY SYSTEMS DEVICES | N020180 | SPINAL CATHETERS AND KITS - ACCESSORIES | 4 | YES
N | NERVOUS AND MEDULLARY SYSTEMS DEVICES | N020199 | SPINAL CATHETERS AND KITS - OTHER | 4 | YES
N | NERVOUS AND MEDULLARY SYSTEMS DEVICES | N0202 | SPINAL ACCESS SYSTEMS FOR INFUSION THERAPY | 3 | NO
N | NERVOUS AND MEDULLARY SYSTEMS DEVICES | N020201 | PERIDURAL / EPIDURAL ACCESS SYSTEMS FOR INFUSION THERAPY | 4 | YES
N | NERVOUS AND MEDULLARY SYSTEMS DEVICES | N020202 | SUBARACHNOID ACCESS SYSTEMS FOR INFUSION THERAPY | 4 | YES
N | NERVOUS AND MEDULLARY SYSTEMS DEVICES | N020280 | SPINAL ACCESS SYSTEMS FOR INFUSION THERAPY - ACCESSORIES | 4 | YES
N | NERVOUS AND MEDULLARY SYSTEMS DEVICES | N020299 | SPINAL ACCESS SYSTEMS FOR INFUSION THERAPY - OTHER | 4 | YES
N | NERVOUS AND MEDULLARY SYSTEMS DEVICES | N0203 | SPINAL LUMBAR DRAINAGE DEVICES AND KITS | 3 | NO
N | NERVOUS AND MEDULLARY SYSTEMS DEVICES | N020301 | LUMBO-PERITONEAL SHUNTS | 4 | YES
N | NERVOUS AND MEDULLARY SYSTEMS DEVICES | N020302 | EXTERNAL SPINAL FLUID DRAINS AND KITS | 4 | YES
N | NERVOUS AND MEDULLARY SYSTEMS DEVICES | N020380 | SPINAL LUMBAR DRAINAGE DEVICES AND KITS - ACCESSORIES | 4 | YES
N | NERVOUS AND MEDULLARY SYSTEMS DEVICES | N020399 | SPINAL LUMBAR DRAINAGE DEVICES AND KITS - OTHER | 4 | YES
N | NERVOUS AND MEDULLARY SYSTEMS DEVICES | N0280 | SPINAL MEDULLARY SYSTEM DEVICES - ACCESSORIES | 3 | NO
N | NERVOUS AND MEDULLARY SYSTEMS DEVICES | N028001 | FILTERS FOR CONTINUOUS SPINAL ANALGESIA | 4 | YES
N | NERVOUS AND MEDULLARY SYSTEMS DEVICES | N028002 | SPINAL MEDULLARY SYSTEM SURGICAL INSTRUMENTS, SINGLE-USE | 4 | NO
N | NERVOUS AND MEDULLARY SYSTEMS DEVICES | N02800201 | SPINAL MEDULLARY SYSTEM SURGICAL FORCEPS, SINGLE-USE | 5 | YES
N | NERVOUS AND MEDULLARY SYSTEMS DEVICES | N02800202 | SPINAL MEDULLARY SYSTEM SURGICAL SCISSORS, SINGLE-USE | 5 | YES
N | NERVOUS AND MEDULLARY SYSTEMS DEVICES | N02800203 | SPINAL MEDULLARY SYSTEM NEEDLE HOLDERS, SINGLE-USE | 5 | YES
N | NERVOUS AND MEDULLARY SYSTEMS DEVICES | N02800204 | SPINAL MEDULLARY SYSTEM SPREADERS AND RETRACTORS, SINGLE-USE | 5 | YES
N | NERVOUS AND MEDULLARY SYSTEMS DEVICES | N02800205 | SPINAL MEDULLAR SYSTEM SURGICAL BLADES, SINGLE-USE | 5 | YES
N | NERVOUS AND MEDULLARY SYSTEMS DEVICES | N02800206 | DILATORS FOR POSITIONING OF SPINAL DEVICES, SINGLE-USE | 5 | YES
N | NERVOUS AND MEDULLARY SYSTEMS DEVICES | N02800207 | SPINAL DEVICES INTRODUCERS, SINGLE-USE | 5 | YES
N | NERVOUS AND MEDULLARY SYSTEMS DEVICES | N02800208 | SPINAL DEVICES TUNNELISERS, SINGLE-USE | 5 | YES
N | NERVOUS AND MEDULLARY SYSTEMS DEVICES | N02800209 | SPINAL MEDULLARY SYSTEM SURGICAL INSTRUMENT KITS, SINGLE-USE | 5 | YES
N | NERVOUS AND MEDULLARY SYSTEMS DEVICES | N02800299 | SPINAL MEDULLARY SYSTEM SURGICAL INSTRUMENTS, SINGLE-USE - OTHER | 5 | YES
N | NERVOUS AND MEDULLARY SYSTEMS DEVICES | N028099 | SPINAL MEDULLARY SYSTEM DEVICES - ACCESSORIES - OTHER | 4 | YES
N | NERVOUS AND MEDULLARY SYSTEMS DEVICES | N0299 | SPINAL MEDULLARY SYSTEM DEVICES - OTHER | 3 | YES
N | NERVOUS AND MEDULLARY SYSTEMS DEVICES | N99 | NERVOUS AND MEDULLARY SYSTEM DEVICES - OTHER | 2 | YES
P | IMPLANTABLE PROSTHETIC AND OSTEOSYNTHESIS DEVICES | P | IMPLANTABLE PROSTHETIC AND OSTEOSYNTHESIS DEVICES | 1 | NO
P | IMPLANTABLE PROSTHETIC AND OSTEOSYNTHESIS DEVICES | P01 | PROSTHESES, FACIAL, ODONTOLOGICAL, AND CRANIAL | 2 | NO
P | IMPLANTABLE PROSTHETIC AND OSTEOSYNTHESIS DEVICES | P0101 | FACIAL PROSTHESES | 3 | NO
P | IMPLANTABLE PROSTHETIC AND OSTEOSYNTHESIS DEVICES | P010101 | CHIN PROSTHESES | 4 | YES
P | IMPLANTABLE PROSTHETIC AND OSTEOSYNTHESIS DEVICES | P010102 | ZYGOMATIC PROSTHESES | 4 | YES
P | IMPLANTABLE PROSTHETIC AND OSTEOSYNTHESIS DEVICES | P010103 | MANDIBULAR PROSTHESES | 4 | YES
P | IMPLANTABLE PROSTHETIC AND OSTEOSYNTHESIS DEVICES | P010104 | PROSTHESES, ORBITAL CAVITY | 4 | NO
P | IMPLANTABLE PROSTHETIC AND OSTEOSYNTHESIS DEVICES | P01010401 | PROSTHESES, ORBITAL CAVITY - PARTIAL | 5 | YES
P | IMPLANTABLE PROSTHETIC AND OSTEOSYNTHESIS DEVICES | P01010402 | PROSTHESES, ORBITAL CAVITY - TOTAL | 5 | YES
P | IMPLANTABLE PROSTHETIC AND OSTEOSYNTHESIS DEVICES | P010199 | FACIAL PROSTHESES - OTHER | 4 | YES
P | IMPLANTABLE PROSTHETIC AND OSTEOSYNTHESIS DEVICES | P0102 | ODONTOLOGICAL PROSTHESES | 3 | NO
P | IMPLANTABLE PROSTHETIC AND OSTEOSYNTHESIS DEVICES | P010201 | DENTAL IMPLANTS AND ACCESSORIES | 4 | NO
P | IMPLANTABLE PROSTHETIC AND OSTEOSYNTHESIS DEVICES | P01020101 | DENTAL IMPLANTS | 5 | YES
P | IMPLANTABLE PROSTHETIC AND OSTEOSYNTHESIS DEVICES | P01020180 | DENTAL IMPLANTS - ACCESSORIES | 5 | YES
P | IMPLANTABLE PROSTHETIC AND OSTEOSYNTHESIS DEVICES | P010299 | ODONTOLOGICAL PROSTHESES - OTHER | 4 | YES
P | IMPLANTABLE PROSTHETIC AND OSTEOSYNTHESIS DEVICES | P0103 | PROSTHESES, CRANIAL | 3 | YES
P | IMPLANTABLE PROSTHETIC AND OSTEOSYNTHESIS DEVICES | P0180 | FACIAL AND ODONTOLOGICAL PROSTHESES - ACCESSORIES | 3 | YES
P | IMPLANTABLE PROSTHETIC AND OSTEOSYNTHESIS DEVICES | P0199 | PROSTHESES, FACIAL, ODONTOLOGICAL, AND CRANIAL - OTHERS | 3 | YES
P | IMPLANTABLE PROSTHETIC AND OSTEOSYNTHESIS DEVICES | P02 | ENT PROSTHESES | 2 | NO
P | IMPLANTABLE PROSTHETIC AND OSTEOSYNTHESIS DEVICES | P0201 | OTOLOGIC PROSTHESES | 3 | NO
P | IMPLANTABLE PROSTHETIC AND OSTEOSYNTHESIS DEVICES | P020101 | MIDDLE EAR IMPLANTS | 4 | NO
P | IMPLANTABLE PROSTHETIC AND OSTEOSYNTHESIS DEVICES | P02010101 | OSSICULAR PROSTHESES (PORP AND TORP) | 5 | YES
P | IMPLANTABLE PROSTHETIC AND OSTEOSYNTHESIS DEVICES | P02010102 | STAPEDIOPLASTIC PROSTHESES | 5 | YES
P | IMPLANTABLE PROSTHETIC AND OSTEOSYNTHESIS DEVICES | P02010103 | EUSTACHIAN TUBE PROSTHESIS | 5 | YES
P | IMPLANTABLE PROSTHETIC AND OSTEOSYNTHESIS DEVICES | P02010199 | MIDDLE EAR IMPLANTS - OTHER | 5 | YES
P | IMPLANTABLE PROSTHETIC AND OSTEOSYNTHESIS DEVICES | P020102 | EXTERNAL-MIDDLE EAR IMPLANTS | 4 | NO
P | IMPLANTABLE PROSTHETIC AND OSTEOSYNTHESIS DEVICES | P02010201 | TRANSTYMPANIC DRAINAGE PROSTHESES (VENTILATION TUBES) | 5 | YES
P | IMPLANTABLE PROSTHETIC AND OSTEOSYNTHESIS DEVICES | P02010202 | TYMPANIC PROSTHESES | 5 | YES
P | IMPLANTABLE PROSTHETIC AND OSTEOSYNTHESIS DEVICES | P02010299 | EXTERNAL-MIDDLE EAR IMPLANTS- OTHER | 5 | YES
P | IMPLANTABLE PROSTHETIC AND OSTEOSYNTHESIS DEVICES | P020103 | EXTERNAL EAR PROSTHESES | 4 | YES
P | IMPLANTABLE PROSTHETIC AND OSTEOSYNTHESIS DEVICES | P020180 | OTOLOGIC PROSTHESES - ACCESSORIES | 4 | YES
P | IMPLANTABLE PROSTHETIC AND OSTEOSYNTHESIS DEVICES | P020199 | OTOLOGIC PROSTHESES - OTHER | 4 | YES
P | IMPLANTABLE PROSTHETIC AND OSTEOSYNTHESIS DEVICES | P0202 | RHINOLOGY PROSTHESES | 3 | NO
P | IMPLANTABLE PROSTHETIC AND OSTEOSYNTHESIS DEVICES | P020201 | NASAL SEPTAL PLUGGERS | 4 | YES
P | IMPLANTABLE PROSTHETIC AND OSTEOSYNTHESIS DEVICES | P020202 | NASAL SINUS STENTS | 4 | YES
P | IMPLANTABLE PROSTHETIC AND OSTEOSYNTHESIS DEVICES | P020203 | NASAL SPLINTS | 4 | YES
P | IMPLANTABLE PROSTHETIC AND OSTEOSYNTHESIS DEVICES | P020299 | RHINOLOGY PROSTHESES - OTHER | 4 | YES
P | IMPLANTABLE PROSTHETIC AND OSTEOSYNTHESIS DEVICES | P0203 | PHARYNGO-OESOPHAGEAL PROSTHESES | 3 | NO
P | IMPLANTABLE PROSTHETIC AND OSTEOSYNTHESIS DEVICES | P020301 | PHARYNX PROSTHESES | 4 | YES
P | IMPLANTABLE PROSTHETIC AND OSTEOSYNTHESIS DEVICES | P020399 | PHARYNGO-OESOPHAGEAL PROSTHESES - OTHER | 4 | YES
P | IMPLANTABLE PROSTHETIC AND OSTEOSYNTHESIS DEVICES | P0204 | LARYNX PROSTHESES | 3 | YES
P | IMPLANTABLE PROSTHETIC AND OSTEOSYNTHESIS DEVICES | P0205 | PHONATION PROSTHESES | 3 | YES
P | IMPLANTABLE PROSTHETIC AND OSTEOSYNTHESIS DEVICES | P0280 | ENT PROSTHESES- ACCESSORIES | 3 | YES
P | IMPLANTABLE PROSTHETIC AND OSTEOSYNTHESIS DEVICES | P0299 | ENT PROSTHESES - OTHER | 3 | YES
P | IMPLANTABLE PROSTHETIC AND OSTEOSYNTHESIS DEVICES | P03 | OCULAR PROSTHESES | 2 | NO
P | IMPLANTABLE PROSTHETIC AND OSTEOSYNTHESIS DEVICES | P0301 | INTRAOCULAR LENSES (IOL) | 3 | NO
P | IMPLANTABLE PROSTHETIC AND OSTEOSYNTHESIS DEVICES | P030101 | IOLs, PHAKIC | 4 | NO
P | IMPLANTABLE PROSTHETIC AND OSTEOSYNTHESIS DEVICES | P03010103 | IOLs, PHAKIC, MONOFOCAL | 5 | NO
P | IMPLANTABLE PROSTHETIC AND OSTEOSYNTHESIS DEVICES | P0301010301 | IOLs, PHAKIC, MONOFOCAL, SPHERICAL | 6 | NO
P | IMPLANTABLE PROSTHETIC AND OSTEOSYNTHESIS DEVICES | P030101030101 | IOLs, PHAKIC, MONOFOCAL, SPHERICAL, HYDROPHOBIC ACRYLIC | 7 | YES
P | IMPLANTABLE PROSTHETIC AND OSTEOSYNTHESIS DEVICES | P030101030102 | IOLs, PHAKIC, MONOFOCAL, SPHERICAL, HYDROPHILIC ACRYLIC | 7 | YES
P | IMPLANTABLE PROSTHETIC AND OSTEOSYNTHESIS DEVICES | P030101030103 | IOLs, PHAKIC, MONOFOCAL, SPHERICAL, SILICONE | 7 | YES
P | IMPLANTABLE PROSTHETIC AND OSTEOSYNTHESIS DEVICES | P030101030104 | IOLs, PHAKIC, MONOFOCAL, SPHERICAL, PMMA | 7 | YES
P | IMPLANTABLE PROSTHETIC AND OSTEOSYNTHESIS DEVICES | P030101030199 | IOLs, PHAKIC, MONOFOCAL, SPHERICAL - OTHER | 7 | YES
P | IMPLANTABLE PROSTHETIC AND OSTEOSYNTHESIS DEVICES | P0301010302 | IOLs, PHAKIC, MONOFOCAL, ASPHERIC | 6 | NO
P | IMPLANTABLE PROSTHETIC AND OSTEOSYNTHESIS DEVICES | P030101030201 | IOLs, PHAKIC, MONOFOCAL, ASPHERIC, HYDROPHOBIC ACRYLIC | 7 | YES
P | IMPLANTABLE PROSTHETIC AND OSTEOSYNTHESIS DEVICES | P030101030202 | IOLs, PHAKIC, MONOFOCAL, ASPHERIC, HYDROPHILIC ACRYLIC | 7 | YES
P | IMPLANTABLE PROSTHETIC AND OSTEOSYNTHESIS DEVICES | P030101030203 | IOLs, PHAKIC, MONOFOCAL, ASPHERIC, SILICONE | 7 | YES
P | IMPLANTABLE PROSTHETIC AND OSTEOSYNTHESIS DEVICES | P030101030299 | IOLs, PHAKIC, MONOFOCAL, ASPHERIC - OTHER | 7 | YES
P | IMPLANTABLE PROSTHETIC AND OSTEOSYNTHESIS DEVICES | P0301010303 | IOLs, PHAKIC, MONOFOCAL, TORIC | 6 | NO
P | IMPLANTABLE PROSTHETIC AND OSTEOSYNTHESIS DEVICES | P030101030301 | IOLs, PHAKIC, MONOFOCAL, TORIC, HYDROPHOBIC ACRYLIC | 7 | YES
P | IMPLANTABLE PROSTHETIC AND OSTEOSYNTHESIS DEVICES | P030101030302 | IOLs, PHAKIC, MONOFOCAL, TORIC, HYDROPHILIC ACRYLIC | 7 | YES
P | IMPLANTABLE PROSTHETIC AND OSTEOSYNTHESIS DEVICES | P030101030303 | IOLs, PHAKIC, MONOFOCAL, TORIC, SILICONE | 7 | YES
P | IMPLANTABLE PROSTHETIC AND OSTEOSYNTHESIS DEVICES | P030101030399 | IOLs, PHAKIC, MONOFOCAL, TORIC - OTHER | 7 | YES
P | IMPLANTABLE PROSTHETIC AND OSTEOSYNTHESIS DEVICES | P03010104 | IOLs, PHAKIC, MULTIFOCAL | 5 | NO
P | IMPLANTABLE PROSTHETIC AND OSTEOSYNTHESIS DEVICES | P0301010401 | IOLs, PHAKIC, MULTIFOCAL, SPHERICAL | 6 | NO
P | IMPLANTABLE PROSTHETIC AND OSTEOSYNTHESIS DEVICES | P030101040101 | IOLs, PHAKIC, MULTIFOCAL, SPHERICAL, HYDROPHOBIC ACRYLIC | 7 | YES
P | IMPLANTABLE PROSTHETIC AND OSTEOSYNTHESIS DEVICES | P030101040102 | IOLs, PHAKIC, MULTIFOCAL, SPHERICAL, HYDROPHILIC ACRYLIC | 7 | YES
P | IMPLANTABLE PROSTHETIC AND OSTEOSYNTHESIS DEVICES | P030101040103 | IOLs, PHAKIC, MULTIFOCAL, SPHERICAL, SILICONE | 7 | YES
P | IMPLANTABLE PROSTHETIC AND OSTEOSYNTHESIS DEVICES | P030101040199 | IOLs, PHAKIC, MULTIFOCAL, SPHERICAL - OTHER | 7 | YES
P | IMPLANTABLE PROSTHETIC AND OSTEOSYNTHESIS DEVICES | P0301010402 | IOLs, PHAKIC, MULTIFOCAL, ASPHERIC | 6 | NO
P | IMPLANTABLE PROSTHETIC AND OSTEOSYNTHESIS DEVICES | P030101040201 | IOLs, PHAKIC, MULTIFOCAL, ASPHERIC, HYDROPHOBIC ACRYLIC | 7 | YES
P | IMPLANTABLE PROSTHETIC AND OSTEOSYNTHESIS DEVICES | P030101040202 | IOLs, PHAKIC, MULTIFOCAL, ASPHERIC, HYDROPHILIC ACRYLIC | 7 | YES
P | IMPLANTABLE PROSTHETIC AND OSTEOSYNTHESIS DEVICES | P030101040203 | IOLs, PHAKIC, MULTIFOCAL, ASPHERIC, SILICONE | 7 | YES
P | IMPLANTABLE PROSTHETIC AND OSTEOSYNTHESIS DEVICES | P030101040299 | IOLs, PHAKIC, MULTIFOCAL, ASPHERIC - OTHER | 7 | YES
P | IMPLANTABLE PROSTHETIC AND OSTEOSYNTHESIS DEVICES | P0301010403 | IOLs, PHAKIC, MULTIFOCAL, TORIC | 6 | NO
P | IMPLANTABLE PROSTHETIC AND OSTEOSYNTHESIS DEVICES | P030101040301 | IOLs, PHAKIC, MULTIFOCAL, TORIC, HYDROPHOBIC ACRYLIC | 7 | YES
P | IMPLANTABLE PROSTHETIC AND OSTEOSYNTHESIS DEVICES | P030101040302 | IOLs, PHAKIC, MULTIFOCAL, TORIC, HYDROPHILIC ACRYLIC | 7 | YES
P | IMPLANTABLE PROSTHETIC AND OSTEOSYNTHESIS DEVICES | P030101040303 | IOLs, PHAKIC, MULTIFOCAL, TORIC, SILICONE | 7 | YES
P | IMPLANTABLE PROSTHETIC AND OSTEOSYNTHESIS DEVICES | P030101040399 | IOLs, PHAKIC, MULTIFOCAL, TORIC - OTHER | 7 | YES
P | IMPLANTABLE PROSTHETIC AND OSTEOSYNTHESIS DEVICES | P030102 | IOLs, APHAKIC | 4 | NO
P | IMPLANTABLE PROSTHETIC AND OSTEOSYNTHESIS DEVICES | P03010209 | IOLs, APHAKIC, MONOFOCAL | 5 | NO
P | IMPLANTABLE PROSTHETIC AND OSTEOSYNTHESIS DEVICES | P0301020901 | IOLs, APHAKIC, MONOFOCAL, SPHERICAL | 6 | NO
P | IMPLANTABLE PROSTHETIC AND OSTEOSYNTHESIS DEVICES | P030102090101 | IOLs, APHAKIC, MONOFOCAL, SPHERICAL, HYDROPHOBIC ACRYLIC | 7 | YES
P | IMPLANTABLE PROSTHETIC AND OSTEOSYNTHESIS DEVICES | P030102090102 | IOLs, APHAKIC, MONOFOCAL, SPHERICAL, HYDROPHILIC ACRYLIC | 7 | YES
P | IMPLANTABLE PROSTHETIC AND OSTEOSYNTHESIS DEVICES | P030102090103 | IOLs, APHAKIC, MONOFOCAL, SPHERICAL, SILICONE | 7 | YES
P | IMPLANTABLE PROSTHETIC AND OSTEOSYNTHESIS DEVICES | P030102090104 | IOLs, APHAKIC, MONOFOCAL, SPHERICAL, PMMA | 7 | YES
P | IMPLANTABLE PROSTHETIC AND OSTEOSYNTHESIS DEVICES | P030102090199 | IOLs, APHAKIC, MONOFOCAL, SPHERICAL - OTHER | 7 | YES
P | IMPLANTABLE PROSTHETIC AND OSTEOSYNTHESIS DEVICES | P0301020902 | IOLs, APHAKIC, MONOFOCAL, ASPHERIC | 6 | NO
P | IMPLANTABLE PROSTHETIC AND OSTEOSYNTHESIS DEVICES | P030102090201 | IOLs, APHAKIC, MONOFOCAL, ASPHERIC, HYDROPHOBIC ACRYLIC | 7 | YES
P | IMPLANTABLE PROSTHETIC AND OSTEOSYNTHESIS DEVICES | P030102090202 | IOLs, APHAKIC, MONOFOCAL, ASPHERIC, HYDROPHILIC ACRYLIC | 7 | YES
P | IMPLANTABLE PROSTHETIC AND OSTEOSYNTHESIS DEVICES | P030102090203 | IOLs, APHAKIC, MONOFOCAL, ASPHERIC, SILICONE | 7 | YES
P | IMPLANTABLE PROSTHETIC AND OSTEOSYNTHESIS DEVICES | P030102090299 | IOLs, APHAKIC, MONOFOCAL, ASPHERIC - OTHER | 7 | YES
P | IMPLANTABLE PROSTHETIC AND OSTEOSYNTHESIS DEVICES | P0301020903 | IOLs, APHAKIC, MONOFOCAL, TORIC | 6 | NO
P | IMPLANTABLE PROSTHETIC AND OSTEOSYNTHESIS DEVICES | P030102090301 | IOLs, APHAKIC, MONOFOCAL, TORIC, HYDROPHOBIC ACRYLIC | 7 | YES
P | IMPLANTABLE PROSTHETIC AND OSTEOSYNTHESIS DEVICES | P030102090302 | IOLs, APHAKIC, MONOFOCAL, TORIC, HYDROPHILIC ACRYLIC | 7 | YES
P | IMPLANTABLE PROSTHETIC AND OSTEOSYNTHESIS DEVICES | P030102090303 | IOLs, APHAKIC, MONOFOCAL, TORIC, SILICONE | 7 | YES
P | IMPLANTABLE PROSTHETIC AND OSTEOSYNTHESIS DEVICES | P030102090399 | IOLs, APHAKIC, MONOFOCAL, TORIC - OTHER | 7 | YES
P | IMPLANTABLE PROSTHETIC AND OSTEOSYNTHESIS DEVICES | P03010210 | IOLs, APHAKIC, MULTIFOCAL | 5 | NO
P | IMPLANTABLE PROSTHETIC AND OSTEOSYNTHESIS DEVICES | P0301021001 | IOLs, APHAKIC, MULTIFOCAL, SPHERICAL | 6 | NO
P | IMPLANTABLE PROSTHETIC AND OSTEOSYNTHESIS DEVICES | P030102100101 | IOLs, APHAKIC, MULTIFOCAL, SPHERICAL, HYDROPHOBIC ACRYLIC | 7 | YES
P | IMPLANTABLE PROSTHETIC AND OSTEOSYNTHESIS DEVICES | P030102100102 | IOLs, APHAKIC, MULTIFOCAL, SPHERICAL, HYDROPHILIC ACRYLIC | 7 | YES
P | IMPLANTABLE PROSTHETIC AND OSTEOSYNTHESIS DEVICES | P030102100103 | IOLs, APHAKIC, MULTIFOCAL, SPHERICAL, SILICONE | 7 | YES
P | IMPLANTABLE PROSTHETIC AND OSTEOSYNTHESIS DEVICES | P030102100199 | IOLs, APHAKIC, MULTIFOCAL, SPHERICAL - OTHER | 7 | YES
P | IMPLANTABLE PROSTHETIC AND OSTEOSYNTHESIS DEVICES | P0301021002 | IOLs, APHAKIC, MULTIFOCAL, ASPHERIC | 6 | NO
P | IMPLANTABLE PROSTHETIC AND OSTEOSYNTHESIS DEVICES | P030102100201 | IOLs, APHAKIC, MULTIFOCAL, ASPHERIC, HYDROPHOBIC ACRYLIC | 7 | YES
P | IMPLANTABLE PROSTHETIC AND OSTEOSYNTHESIS DEVICES | P030102100202 | IOLs, APHAKIC, MULTIFOCAL, ASPHERIC, HYDROPHILIC ACRYLIC | 7 | YES
P | IMPLANTABLE PROSTHETIC AND OSTEOSYNTHESIS DEVICES | P030102100203 | IOLs, APHAKIC, MULTIFOCAL, ASPHERIC, SILICONE | 7 | YES
P | IMPLANTABLE PROSTHETIC AND OSTEOSYNTHESIS DEVICES | P030102100299 | IOLs, APHAKIC, MULTIFOCAL, ASPHERIC - OTHER | 7 | YES
P | IMPLANTABLE PROSTHETIC AND OSTEOSYNTHESIS DEVICES | P0301021003 | IOLs, APHAKIC, MULTIFOCAL, TORIC | 6 | NO
P | IMPLANTABLE PROSTHETIC AND OSTEOSYNTHESIS DEVICES | P030102100301 | IOLs, APHAKIC, MULTIFOCAL, TORIC, HYDROPHOBIC ACRYLIC | 7 | YES
P | IMPLANTABLE PROSTHETIC AND OSTEOSYNTHESIS DEVICES | P030102100302 | IOLs, APHAKIC, MULTIFOCAL, TORIC, HYDROPHILIC ACRYLIC | 7 | YES
P | IMPLANTABLE PROSTHETIC AND OSTEOSYNTHESIS DEVICES | P030102100303 | IOLs, APHAKIC, MULTIFOCAL, TORIC, SILICONE | 7 | YES
P | IMPLANTABLE PROSTHETIC AND OSTEOSYNTHESIS DEVICES | P030102100399 | IOLs, APHAKIC, MULTIFOCAL, TORIC - OTHER | 7 | YES
P | IMPLANTABLE PROSTHETIC AND OSTEOSYNTHESIS DEVICES | P03010211 | IOLs, APHAKIC, ACCOMMODATIVE | 5 | NO
P | IMPLANTABLE PROSTHETIC AND OSTEOSYNTHESIS DEVICES | P0301021101 | IOLs, APHAKIC, ACCOMMODATIVE, SPHERICAL | 6 | NO
P | IMPLANTABLE PROSTHETIC AND OSTEOSYNTHESIS DEVICES | P030102110101 | IOLs, APHAKIC, ACCOMMODATIVE, SPHERICAL, HYDROPHOBIC ACRYLIC | 7 | YES
P | IMPLANTABLE PROSTHETIC AND OSTEOSYNTHESIS DEVICES | P030102110102 | IOLs, APHAKIC, ACCOMMODATIVE, SPHERICAL, HYDROPHILIC ACRYLIC | 7 | YES
P | IMPLANTABLE PROSTHETIC AND OSTEOSYNTHESIS DEVICES | P030102110103 | IOLs, APHAKIC, ACCOMMODATIVE, SPHERICAL, SILICONE | 7 | YES
P | IMPLANTABLE PROSTHETIC AND OSTEOSYNTHESIS DEVICES | P030102110199 | IOLs, APHAKIC, ACCOMMODATIVE, SPHERICAL - OTHER | 7 | YES
P | IMPLANTABLE PROSTHETIC AND OSTEOSYNTHESIS DEVICES | P0301021102 | IOLs, APHAKIC, ACCOMMODATIVE, ASPHERIC | 6 | NO
P | IMPLANTABLE PROSTHETIC AND OSTEOSYNTHESIS DEVICES | P030102110201 | IOLs, APHAKIC, ACCOMMODATIVE, ASPHERIC, HYDROPHOBIC ACRYLIC | 7 | YES
P | IMPLANTABLE PROSTHETIC AND OSTEOSYNTHESIS DEVICES | P030102110202 | IOLs, APHAKIC, ACCOMMODATIVE, ASPHERIC, HYDROPHILIC ACRYLIC | 7 | YES
P | IMPLANTABLE PROSTHETIC AND OSTEOSYNTHESIS DEVICES | P030102110203 | IOLs, APHAKIC, ACCOMMODATIVE, ASPHERIC, SILICONE | 7 | YES
P | IMPLANTABLE PROSTHETIC AND OSTEOSYNTHESIS DEVICES | P030102110299 | IOLs, APHAKIC, ACCOMMODATIVE, ASPHERIC - OTHER | 7 | YES
P | IMPLANTABLE PROSTHETIC AND OSTEOSYNTHESIS DEVICES | P0301021103 | IOLs, APHAKIC, ACCOMMODATIVE, TORIC | 6 | NO
P | IMPLANTABLE PROSTHETIC AND OSTEOSYNTHESIS DEVICES | P030102110301 | IOLs, APHAKIC, ACCOMMODATIVE, TORIC, HYDROPHOBIC ACRYLIC | 7 | YES
P | IMPLANTABLE PROSTHETIC AND OSTEOSYNTHESIS DEVICES | P030102110302 | IOLs, APHAKIC, ACCOMMODATIVE, TORIC, HYDROPHILIC ACRYLIC | 7 | YES
P | IMPLANTABLE PROSTHETIC AND OSTEOSYNTHESIS DEVICES | P030102110303 | IOLs, APHAKIC, ACCOMMODATIVE, TORIC, SILICONE | 7 | YES
P | IMPLANTABLE PROSTHETIC AND OSTEOSYNTHESIS DEVICES | P030102110399 | IOLs, APHAKIC, ACCOMMODATIVE, TORIC - OTHER | 7 | YES
P | IMPLANTABLE PROSTHETIC AND OSTEOSYNTHESIS DEVICES | P030190 | INTRAOCULAR LENSES (IOL) - VARIOUS | 4 | NO
P | IMPLANTABLE PROSTHETIC AND OSTEOSYNTHESIS DEVICES | P03019001 | MACULOPATHY LOW VISION CORRECTION LENSES | 5 | YES
P | IMPLANTABLE PROSTHETIC AND OSTEOSYNTHESIS DEVICES | P030199 | INTRAOCULAR LENSES (IOL) - OTHER | 4 | YES
P | IMPLANTABLE PROSTHETIC AND OSTEOSYNTHESIS DEVICES | P0380 | OCULAR PROSTHESES - ACCESSORIES | 3 | YES
P | IMPLANTABLE PROSTHETIC AND OSTEOSYNTHESIS DEVICES | P0399 | OCULAR PROSTHESES - OTHER | 3 | YES
P | IMPLANTABLE PROSTHETIC AND OSTEOSYNTHESIS DEVICES | P04 | RESPIRATORY PROSTHESES | 2 | NO
P | IMPLANTABLE PROSTHETIC AND OSTEOSYNTHESIS DEVICES | P0401 | TRACHEOBRONCHIAL PROSTHESES | 3 | YES
P | IMPLANTABLE PROSTHETIC AND OSTEOSYNTHESIS DEVICES | P0480 | RESPIRATORY PROSTHESES - ACCESSORIES | 3 | YES
P | IMPLANTABLE PROSTHETIC AND OSTEOSYNTHESIS DEVICES | P0499 | RESPIRATORY PROSTHESES - OTHER | 3 | YES
P | IMPLANTABLE PROSTHETIC AND OSTEOSYNTHESIS DEVICES | P05 | OESOPHAGEAL AND GASTROINTESTINAL PROSTHESES | 2 | NO
P | IMPLANTABLE PROSTHETIC AND OSTEOSYNTHESIS DEVICES | P0501 | OESOPHAGEAL PROSTHESES | 3 | NO
P | IMPLANTABLE PROSTHETIC AND OSTEOSYNTHESIS DEVICES | P050101 | GASTRO-ESOPHAGEAL REFLUX CORRECTION PROSTHESES | 4 | YES
P | IMPLANTABLE PROSTHETIC AND OSTEOSYNTHESIS DEVICES | P050199 | ESOPHAGEAL PROSTHESES - OTHER | 4 | YES
P | IMPLANTABLE PROSTHETIC AND OSTEOSYNTHESIS DEVICES | P0502 | BILIARY AND PANCREATIC PROSTHESES | 3 | YES
P | IMPLANTABLE PROSTHETIC AND OSTEOSYNTHESIS DEVICES | P0503 | COLONIC AND DUODENAL PROSTHESES | 3 | YES
P | IMPLANTABLE PROSTHETIC AND OSTEOSYNTHESIS DEVICES | P0504 | FAECAL INCONTINENCE PROSTHESES | 3 | NO
P | IMPLANTABLE PROSTHETIC AND OSTEOSYNTHESIS DEVICES | P050401 | ANAL SPHINCTERS | 4 | YES
P | IMPLANTABLE PROSTHETIC AND OSTEOSYNTHESIS DEVICES | P050499 | FAECAL INCONTINENCE PROSTHESES - OTHER | 4 | YES
P | IMPLANTABLE PROSTHETIC AND OSTEOSYNTHESIS DEVICES | P0580 | OESOPHAGEAL AND GASTROINTESTINAL PROSTHESES - ACCESSORIES | 3 | NO
P | IMPLANTABLE PROSTHETIC AND OSTEOSYNTHESIS DEVICES | P058001 | OESOPHAGEAL AND GASTROINTESTINAL PROSTHESES POSITIONING DEVICES | 4 | YES
P | IMPLANTABLE PROSTHETIC AND OSTEOSYNTHESIS DEVICES | P058099 | OESOPHAGEAL AND GASTROINTESTINAL PROSTHESES - OTHER ACCESSORIES | 4 | YES
P | IMPLANTABLE PROSTHETIC AND OSTEOSYNTHESIS DEVICES | P0599 | PROSTHESES, OESOPHAGEAL AND GASTROINTESTINAL PROSTHESES - OTHER | 3 | YES
P | IMPLANTABLE PROSTHETIC AND OSTEOSYNTHESIS DEVICES | P06 | BREAST IMPLANTS | 2 | NO
P | IMPLANTABLE PROSTHETIC AND OSTEOSYNTHESIS DEVICES | P0601 | PERMANENT, NON-EXPANDABLE BREAST IMPLANTS | 3 | NO
P | IMPLANTABLE PROSTHETIC AND OSTEOSYNTHESIS DEVICES | P060101 | BREAST PROSTHESES, ROUND | 4 | NO
P | IMPLANTABLE PROSTHETIC AND OSTEOSYNTHESIS DEVICES | P06010101 | BREAST IMPLANTS, ROUND, SALINE | 5 | NO
P | IMPLANTABLE PROSTHETIC AND OSTEOSYNTHESIS DEVICES | P0601010101 | BREAST IMPLANTS, ROUND, SALINE, WITH SMOOTH SURFACE | 6 | YES
P | IMPLANTABLE PROSTHETIC AND OSTEOSYNTHESIS DEVICES | P0601010102 | BREAST IMPLANTS, ROUND, SALINE, WITH TEXTURED SURFACE | 6 | YES
P | IMPLANTABLE PROSTHETIC AND OSTEOSYNTHESIS DEVICES | P0601010199 | BREAST IMPLANTS, ROUND, SALINE - OTHER | 6 | YES
P | IMPLANTABLE PROSTHETIC AND OSTEOSYNTHESIS DEVICES | P06010102 | BREAST IMPLANTS, ROUND, MADE OF SILICONE | 5 | NO
P | IMPLANTABLE PROSTHETIC AND OSTEOSYNTHESIS DEVICES | P0601010201 | BREAST IMPLANTS, ROUND, MADE OF SILICONE, WITH SMOOTH SURFACE | 6 | YES
P | IMPLANTABLE PROSTHETIC AND OSTEOSYNTHESIS DEVICES | P0601010202 | BREAST IMPLANTS, ROUND, MADE OF SILICONE, WITH TEXTURED SURFACE | 6 | YES
P | IMPLANTABLE PROSTHETIC AND OSTEOSYNTHESIS DEVICES | P0601010299 | BREAST IMPLANTS, ROUND, MADE OF SILICONE - OTHER | 6 | YES
P | IMPLANTABLE PROSTHETIC AND OSTEOSYNTHESIS DEVICES | P060102 | BREAST IMPLANTS, ANATOMIC | 4 | NO
P | IMPLANTABLE PROSTHETIC AND OSTEOSYNTHESIS DEVICES | P06010201 | BREAST IMPLANTS, ANATOMICAL, SALINE | 5 | NO
P | IMPLANTABLE PROSTHETIC AND OSTEOSYNTHESIS DEVICES | P0601020101 | BREAST IMPLANTS, ANATOMICAL, SALINE, WITH SMOOTH SURFACE | 6 | YES
P | IMPLANTABLE PROSTHETIC AND OSTEOSYNTHESIS DEVICES | P0601020102 | BREAST IMPLANTS, ANATOMICAL, SALINE, WITH TEXTURED SURFACE | 6 | YES
P | IMPLANTABLE PROSTHETIC AND OSTEOSYNTHESIS DEVICES | P0601020199 | BREAST IMPLANTS, ANATOMICAL, SALINE - OTHER | 6 | YES
P | IMPLANTABLE PROSTHETIC AND OSTEOSYNTHESIS DEVICES | P06010202 | BREAST IMPLANTS, ANATOMICAL, MADE OF SILICONE | 5 | NO
P | IMPLANTABLE PROSTHETIC AND OSTEOSYNTHESIS DEVICES | P0601020201 | BREAST IMPLANTS, ANATOMICAL, MADE OF SILICONE, WITH SMOOTH SURFACE | 6 | YES
P | IMPLANTABLE PROSTHETIC AND OSTEOSYNTHESIS DEVICES | P0601020202 | BREAST IMPLANTS, ANATOMICAL, MADE OF SILICONE, WITH TEXTURED SURFACE | 6 | YES
P | IMPLANTABLE PROSTHETIC AND OSTEOSYNTHESIS DEVICES | P0601020299 | BREAST IMPLANTS, ANATOMICAL, MADE OF SILICONE - OTHER | 6 | YES
P | IMPLANTABLE PROSTHETIC AND OSTEOSYNTHESIS DEVICES | P060199 | BREAST IMPLANTS, STANDARD - OTHER | 4 | YES
P | IMPLANTABLE PROSTHETIC AND OSTEOSYNTHESIS DEVICES | P0602 | BREAST IMPLANTS, EXPANDER | 3 | NO
P | IMPLANTABLE PROSTHETIC AND OSTEOSYNTHESIS DEVICES | P060201 | BREAST IMPLANTS, BECKER TYPE | 4 | YES
P | IMPLANTABLE PROSTHETIC AND OSTEOSYNTHESIS DEVICES | P060299 | BREAST IMPLANTS, EXPANDER - OTHER | 4 | YES
P | IMPLANTABLE PROSTHETIC AND OSTEOSYNTHESIS DEVICES | P0680 | BREAST IMPLANTS - ACCESSORIES | 3 | YES
P | IMPLANTABLE PROSTHETIC AND OSTEOSYNTHESIS DEVICES | P0699 | BREAST IMPLANTS - OTHER | 3 | YES
P | IMPLANTABLE PROSTHETIC AND OSTEOSYNTHESIS DEVICES | P07 | VASCULAR AND CARDIAC PROSTHESES | 2 | NO
P | IMPLANTABLE PROSTHETIC AND OSTEOSYNTHESIS DEVICES | P0701 | VASCULAR PROSTHESES | 3 | NO
P | IMPLANTABLE PROSTHETIC AND OSTEOSYNTHESIS DEVICES | P070101 | BIOLOGICAL VASCULAR PROSTHESES | 4 | NO
P | IMPLANTABLE PROSTHETIC AND OSTEOSYNTHESIS DEVICES | P07010101 | PERICARDIUM VASCULAR PROSTHESES | 5 | NO
P | IMPLANTABLE PROSTHETIC AND OSTEOSYNTHESIS DEVICES | P0701010101 | PERICARDIUM VASCULAR PROSTHESES, STRAIGHT | 6 | YES
P | IMPLANTABLE PROSTHETIC AND OSTEOSYNTHESIS DEVICES | P0701010102 | PERICARDIUM VASCULAR PROSTHESES, BIFURCATED | 6 | YES
P | IMPLANTABLE PROSTHETIC AND OSTEOSYNTHESIS DEVICES | P07010102 | HOMOLOGOUS VASCULAR PROSTHESES, | 5 | NO
P | IMPLANTABLE PROSTHETIC AND OSTEOSYNTHESIS DEVICES | P0701010201 | HOMOLOGOUS VASCULAR PROSTHESES, STRAIGHT | 6 | YES
P | IMPLANTABLE PROSTHETIC AND OSTEOSYNTHESIS DEVICES | P0701010202 | HOMOLOGOUS VASCULAR PROSTHESES, BIFURCATED | 6 | YES
P | IMPLANTABLE PROSTHETIC AND OSTEOSYNTHESIS DEVICES | P07010199 | BIOLOGICAL VASCULAR PROSTHESES - OTHER | 5 | YES
P | IMPLANTABLE PROSTHETIC AND OSTEOSYNTHESIS DEVICES | P070102 | VASCULAR PROSTHESES, SYNTHETIC | 4 | NO
P | IMPLANTABLE PROSTHETIC AND OSTEOSYNTHESIS DEVICES | P07010201 | DACRON VASCULAR PROSTHESES | 5 | NO
P | IMPLANTABLE PROSTHETIC AND OSTEOSYNTHESIS DEVICES | P0701020101 | DACRON VASCULAR PROSTHESES, STRAIGHT | 6 | NO
P | IMPLANTABLE PROSTHETIC AND OSTEOSYNTHESIS DEVICES | P070102010101 | DACRON VASCULAR PROSTHESES, STRAIGHT, KNITTED | 7 | YES
P | IMPLANTABLE PROSTHETIC AND OSTEOSYNTHESIS DEVICES | P070102010102 | DACRON VASCULAR PROSTHESES, STRAIGHT, WOVEN | 7 | YES
P | IMPLANTABLE PROSTHETIC AND OSTEOSYNTHESIS DEVICES | P0701020102 | DACRON VASCULAR PROSTHESES, MULTIFURCATED | 6 | NO
P | IMPLANTABLE PROSTHETIC AND OSTEOSYNTHESIS DEVICES | P070102010201 | DACRON VASCULAR PROSTHESES, MULTIFURCATED (AORTIC ARCH (ALSO COLLATERAL AND MULTIPLE) AND THORACIC-ABDOMINAL) | 7 | YES
P | IMPLANTABLE PROSTHETIC AND OSTEOSYNTHESIS DEVICES | P070102010202 | DACRON VASCULAR PROSTHESES, WOVEN, MULTIFURCATED | 7 | YES
P | IMPLANTABLE PROSTHETIC AND OSTEOSYNTHESIS DEVICES | P07010202 | PTFE VASCULAR PROSTHESES | 5 | NO
P | IMPLANTABLE PROSTHETIC AND OSTEOSYNTHESIS DEVICES | P0701020201 | PTFE VASCULAR PROSTHESES, STRAIGHT | 6 | NO
P | IMPLANTABLE PROSTHETIC AND OSTEOSYNTHESIS DEVICES | P070102020101 | PTFE VASCULAR PROSTHESES, STRAIGHT, SIMPLE | 7 | YES
P | IMPLANTABLE PROSTHETIC AND OSTEOSYNTHESIS DEVICES | P070102020102 | PTFE VASCULAR PROSTHESES, STRAIGHT, REINFORCED | 7 | YES
P | IMPLANTABLE PROSTHETIC AND OSTEOSYNTHESIS DEVICES | P0701020202 | PTFE VASCULAR PROSTHESES, BIFURCATED | 6 | NO
P | IMPLANTABLE PROSTHETIC AND OSTEOSYNTHESIS DEVICES | P070102020201 | PTFE VASCULAR PROSTHESES, BIFURCATED, SIMPLE | 7 | YES
P | IMPLANTABLE PROSTHETIC AND OSTEOSYNTHESIS DEVICES | P070102020202 | PTFE VASCULAR PROSTHESES, BIFURCATED, REINFORCED | 7 | YES
P | IMPLANTABLE PROSTHETIC AND OSTEOSYNTHESIS DEVICES | P07010299 | VASCULAR PROSTHESES, SYNTHETIC - OTHER | 5 | YES
P | IMPLANTABLE PROSTHETIC AND OSTEOSYNTHESIS DEVICES | P070180 | VASCULAR PROSTHESES - ACCESSORIES | 4 | YES
P | IMPLANTABLE PROSTHETIC AND OSTEOSYNTHESIS DEVICES | P0702 | VASCULAR PATCHES | 3 | NO
P | IMPLANTABLE PROSTHETIC AND OSTEOSYNTHESIS DEVICES | P070201 | BIOLOGICAL VASCULAR PATCHES | 4 | NO
P | IMPLANTABLE PROSTHETIC AND OSTEOSYNTHESIS DEVICES | P07020101 | PERICARDIUM VASCULAR PATCHES | 5 | YES
P | IMPLANTABLE PROSTHETIC AND OSTEOSYNTHESIS DEVICES | P07020102 | SIS (SMALL INTESTINAL SUBMUCOSA) VASCULAR PATCHES | 5 | YES
P | IMPLANTABLE PROSTHETIC AND OSTEOSYNTHESIS DEVICES | P07020199 | BIOLOGICAL VASCULAR PATCHES - OTHER | 5 | YES
P | IMPLANTABLE PROSTHETIC AND OSTEOSYNTHESIS DEVICES | P070202 | SYNTHETIC VASCULAR PATCHES | 4 | NO
P | IMPLANTABLE PROSTHETIC AND OSTEOSYNTHESIS DEVICES | P07020201 | DACRON VASCULAR PATCHES | 5 | YES
P | IMPLANTABLE PROSTHETIC AND OSTEOSYNTHESIS DEVICES | P07020202 | PTFE VASCULAR PATCHES | 5 | YES
P | IMPLANTABLE PROSTHETIC AND OSTEOSYNTHESIS DEVICES | P07020203 | PET VASCULAR PATCHES | 5 | YES
P | IMPLANTABLE PROSTHETIC AND OSTEOSYNTHESIS DEVICES | P07020204 | PU VASCULAR PATCHES | 5 | YES
P | IMPLANTABLE PROSTHETIC AND OSTEOSYNTHESIS DEVICES | P07020299 | SYNTHETIC VASCULAR PATCHES - OTHER | 5 | YES
P | IMPLANTABLE PROSTHETIC AND OSTEOSYNTHESIS DEVICES | P0703 | CARDIAC VALVES | 3 | NO
P | IMPLANTABLE PROSTHETIC AND OSTEOSYNTHESIS DEVICES | P070301 | BIOLOGICAL CARDIAC VALVES | 4 | NO
P | IMPLANTABLE PROSTHETIC AND OSTEOSYNTHESIS DEVICES | P07030101 | BIOLOGICAL CARDIAC VALVES FOR SURGICAL IMPLANT WITH SUPPORT | 5 | NO
P | IMPLANTABLE PROSTHETIC AND OSTEOSYNTHESIS DEVICES | P0703010101 | STENTED BIOLOGICAL HEART VALVES FOR SURGICAL IMPLANT - VALVE TISSUE OF ANIMAL ORIGIN | 6 | NO
P | IMPLANTABLE PROSTHETIC AND OSTEOSYNTHESIS DEVICES | P070301010101 | STENTED AORTIC BIOLOGICAL VALVES FOR SURGICAL IMPLANT - VALVE TISSUE OF ANIMAL ORIGIN | 7 | YES
P | IMPLANTABLE PROSTHETIC AND OSTEOSYNTHESIS DEVICES | P070301010102 | STENTED MITRAL BIOLOGICAL VALVES FOR SURGICAL IMPLANT - VALVE TISSUE OF ANIMAL ORIGIN | 7 | YES
P | IMPLANTABLE PROSTHETIC AND OSTEOSYNTHESIS DEVICES | P070301010103 | STENTED PULMONARY BIOLOGICAL VALVES FOR SURGICAL IMPLANT - VALVE TISSUE OF ANIMAL ORIGIN | 7 | YES
P | IMPLANTABLE PROSTHETIC AND OSTEOSYNTHESIS DEVICES | P070301010104 | STENTED TRICUSPID BIOLOGICAL VALVES FOR SURGICAL IMPLANT - VALVE TISSUE OF ANIMAL ORIGIN | 7 | YES
P | IMPLANTABLE PROSTHETIC AND OSTEOSYNTHESIS DEVICES | P0703010102 | STENTED BIOLOGICAL HEART VALVES FOR SURGICAL IMPLANT - NON-VALVE TISSUE OF ANIMAL ORIGIN | 6 | NO
P | IMPLANTABLE PROSTHETIC AND OSTEOSYNTHESIS DEVICES | P070301010201 | STENTED AORTIC BIOLOGICAL VALVES FOR SURGICAL IMPLANT - NON-VALVE TISSUE OF ANIMAL ORIGIN | 7 | YES
P | IMPLANTABLE PROSTHETIC AND OSTEOSYNTHESIS DEVICES | P070301010202 | STENTED MITRAL BIOLOGICAL VALVES FOR SURGICAL IMPLANT - NON-VALVE TISSUE OF ANIMAL ORIGIN | 7 | YES
P | IMPLANTABLE PROSTHETIC AND OSTEOSYNTHESIS DEVICES | P070301010203 | STENTED PULMONARY BIOLOGICAL VALVES FOR SURGICAL IMPLANT - NON-VALVE TISSUE OF ANIMAL ORIGIN | 7 | YES
P | IMPLANTABLE PROSTHETIC AND OSTEOSYNTHESIS DEVICES | P070301010204 | STENTED TRICUSPID BIOLOGICAL VALVES FOR SURGICAL IMPLANT - NON-VALVE TISSUE OF ANIMAL ORIGIN | 7 | YES
P | IMPLANTABLE PROSTHETIC AND OSTEOSYNTHESIS DEVICES | P07030102 | STENTLESS BIOLOGICAL HEART VALVES FOR SURGICAL IMPLANT | 5 | NO
P | IMPLANTABLE PROSTHETIC AND OSTEOSYNTHESIS DEVICES | P0703010201 | STENTLESS BIOLOGICAL HEART VALVES FOR SURGICAL IMPLANT - VALVE TISSUE OF ANIMAL ORIGIN | 6 | YES
P | IMPLANTABLE PROSTHETIC AND OSTEOSYNTHESIS DEVICES | P0703010202 | STENTLESS BIOLOGICAL HEART VALVES FOR SURGICAL IMPLANT - TISSUE OF ANIMAL ORIGIN | 6 | YES
P | IMPLANTABLE PROSTHETIC AND OSTEOSYNTHESIS DEVICES | P07030103 | BIOLOGICAL HEART VALVES FOR PERCUTANEOUS IMPLANTATION, WITH SUPPORT | 5 | NO
P | IMPLANTABLE PROSTHETIC AND OSTEOSYNTHESIS DEVICES | P0703010301 | STENTED BIOLOGICAL HEART VALVES FOR PERCUTANEOUS IMPLANT - VALVE TISSUE OF ANIMAL ORIGIN | 6 | NO
P | IMPLANTABLE PROSTHETIC AND OSTEOSYNTHESIS DEVICES | P070301030101 | STENTED BIOLOGICAL AORTIC VALVES FOR PERCUTANEOUS IMPLANT - VALVE TISSUE OF ANIMAL ORIGIN | 7 | YES
P | IMPLANTABLE PROSTHETIC AND OSTEOSYNTHESIS DEVICES | P070301030102 | STENTED BIOLOGICAL MITRAL VALVES FOR PERCUTANEOUS IMPLANT - VALVE TISSUE OF ANIMAL ORIGIN | 7 | YES
P | IMPLANTABLE PROSTHETIC AND OSTEOSYNTHESIS DEVICES | P070301030103 | STENTED BIOLOGICAL PULMONARY VALVES FOR PERCUTANEOUS IMPLANT - VALVE TISSUE OF ANIMAL ORIGIN | 7 | YES
P | IMPLANTABLE PROSTHETIC AND OSTEOSYNTHESIS DEVICES | P070301030104 | STENTED BIOLOGICAL TRICUSPID VALVES FOR PERCUTANEOUS IMPLANT - VALVE TISSUE OF ANIMAL ORIGIN | 7 | YES
P | IMPLANTABLE PROSTHETIC AND OSTEOSYNTHESIS DEVICES | P0703010302 | BIOLOGICAL HEART VALVES WITH SUPPORT FOR PERCUTANEOUS IMPLANT - NON-VALVE TISSUE OF ANIMAL ORIGIN | 6 | NO
P | IMPLANTABLE PROSTHETIC AND OSTEOSYNTHESIS DEVICES | P070301030201 | STENTED BIOLOGICAL AORTIC VALVES FOR PERCUTANEOUS IMPLANT - NON-VALVE TISSUE OF ANIMAL ORIGIN | 7 | YES
P | IMPLANTABLE PROSTHETIC AND OSTEOSYNTHESIS DEVICES | P070301030202 | STENTED BIOLOGICAL MITRAL VALVES FOR PERCUTANEOUS IMPLANT - NON-VALVE TISSUE OF ANIMAL ORIGIN | 7 | YES
P | IMPLANTABLE PROSTHETIC AND OSTEOSYNTHESIS DEVICES | P070301030203 | STENTED BIOLOGICAL PULMONARY VALVES FOR PERCUTANEOUS IMPLANT - NON-VALVE TISSUE OF ANIMAL ORIGIN | 7 | YES
P | IMPLANTABLE PROSTHETIC AND OSTEOSYNTHESIS DEVICES | P070301030204 | STENTED BIOLOGICAL TRICUSPID VALVES FOR PERCUTANEOUS IMPLANT - NON-VALVE TISSUE OF ANIMAL ORIGIN | 7 | YES
P | IMPLANTABLE PROSTHETIC AND OSTEOSYNTHESIS DEVICES | P07030104 | BIOLOGICAL VALVES, BICAVAL | 5 | YES
P | IMPLANTABLE PROSTHETIC AND OSTEOSYNTHESIS DEVICES | P07030199 | BIOLOGICAL HEART VALVES - OTHER | 5 | YES
P | IMPLANTABLE PROSTHETIC AND OSTEOSYNTHESIS DEVICES | P070302 | MECHANICAL HEART VALVES | 4 | NO
P | IMPLANTABLE PROSTHETIC AND OSTEOSYNTHESIS DEVICES | P07030201 | MECHANICAL HEART VALVES, BALL-VALVES | 5 | YES
P | IMPLANTABLE PROSTHETIC AND OSTEOSYNTHESIS DEVICES | P07030202 | MECHANICAL HEART VALVES, SINGLE-DISC | 5 | YES
P | IMPLANTABLE PROSTHETIC AND OSTEOSYNTHESIS DEVICES | P07030203 | MECHANICAL HEART VALVES DOUBLE-DISC | 5 | NO
P | IMPLANTABLE PROSTHETIC AND OSTEOSYNTHESIS DEVICES | P0703020301 | BILEAFLET MECHANICAL AORTIC VALVES | 6 | YES
P | IMPLANTABLE PROSTHETIC AND OSTEOSYNTHESIS DEVICES | P0703020302 | BILEAFLET MECHANICAL MITRAL VALVES | 6 | YES
P | IMPLANTABLE PROSTHETIC AND OSTEOSYNTHESIS DEVICES | P0703020399 | BILEAFLET MECHANICAL HEART VALVES - OTHER | 6 | YES
P | IMPLANTABLE PROSTHETIC AND OSTEOSYNTHESIS DEVICES | P07030299 | MECHANICAL HEART VALVES - OTHER | 5 | YES
P | IMPLANTABLE PROSTHETIC AND OSTEOSYNTHESIS DEVICES | P070303 | HEART VALVE TUBES | 4 | NO
P | IMPLANTABLE PROSTHETIC AND OSTEOSYNTHESIS DEVICES | P07030301 | BIOLOGICAL HEART VALVE TUBES | 5 | YES
P | IMPLANTABLE PROSTHETIC AND OSTEOSYNTHESIS DEVICES | P07030302 | MECHANICAL HEART VALVE TUBES | 5 | YES
P | IMPLANTABLE PROSTHETIC AND OSTEOSYNTHESIS DEVICES | P07030399 | HEART VALVE TUBES - OTHER | 5 | YES
P | IMPLANTABLE PROSTHETIC AND OSTEOSYNTHESIS DEVICES | P070304 | HEART VALVE RINGS | 4 | NO
P | IMPLANTABLE PROSTHETIC AND OSTEOSYNTHESIS DEVICES | P07030401 | FLEXIBLE OR UNSUPPORTED HEART VALVE RINGS | 5 | YES
P | IMPLANTABLE PROSTHETIC AND OSTEOSYNTHESIS DEVICES | P07030402 | RIGID OR SEMI-RIGID HEART VALVE RINGS WITH SUPPORT | 5 | YES
P | IMPLANTABLE PROSTHETIC AND OSTEOSYNTHESIS DEVICES | P07030403 | INCOMPLETE SEMI-RIGID HEART VALVE RINGS | 5 | YES
P | IMPLANTABLE PROSTHETIC AND OSTEOSYNTHESIS DEVICES | P07030499 | HEART VALVE RINGS - OTHER | 5 | YES
P | IMPLANTABLE PROSTHETIC AND OSTEOSYNTHESIS DEVICES | P070380 | HEART VALVES - ACCESSORIES | 4 | NO
P | IMPLANTABLE PROSTHETIC AND OSTEOSYNTHESIS DEVICES | P07038001 | HEART VALVE IMPLANT SIZERS | 5 | YES
P | IMPLANTABLE PROSTHETIC AND OSTEOSYNTHESIS DEVICES | P07038002 | CARDIAC VALVE TRANSCATHETER IMPLANT ACCESSORIES | 5 | YES
P | IMPLANTABLE PROSTHETIC AND OSTEOSYNTHESIS DEVICES | P07038003 | MECHANICAL HEART VALVE IMPLANT ACCESSORIES | 5 | YES
P | IMPLANTABLE PROSTHETIC AND OSTEOSYNTHESIS DEVICES | P07038004 | HEART VALVE RECONSTRUCTION IMPLANTS | 5 | YES
P | IMPLANTABLE PROSTHETIC AND OSTEOSYNTHESIS DEVICES | P07038099 | HEART VALVE ACCESSORIES - OTHER | 5 | YES
P | IMPLANTABLE PROSTHETIC AND OSTEOSYNTHESIS DEVICES | P070399 | CARDIAC VALVES - OTHER | 4 | YES
P | IMPLANTABLE PROSTHETIC AND OSTEOSYNTHESIS DEVICES | P0704 | VASCULAR AND CARDIAC ENDOPROSTHESES | 3 | NO
P | IMPLANTABLE PROSTHETIC AND OSTEOSYNTHESIS DEVICES | P070401 | VASCULAR ENDOPROSTHESES | 4 | NO
P | IMPLANTABLE PROSTHETIC AND OSTEOSYNTHESIS DEVICES | P07040101 | DACRON VASCULAR ENDOPROSTHESES | 5 | NO
P | IMPLANTABLE PROSTHETIC AND OSTEOSYNTHESIS DEVICES | P0704010101 | DACRON VASCULAR ENDOPROSTHESES, STRAIGHT | 6 | NO
P | IMPLANTABLE PROSTHETIC AND OSTEOSYNTHESIS DEVICES | P070401010101 | DACRON VASCULAR ENDOPROSTHESES, STRAIGHT - ABDOMINAL | 7 | YES
P | IMPLANTABLE PROSTHETIC AND OSTEOSYNTHESIS DEVICES | P070401010102 | DACRON VASCULAR ENDOPROSTHESES, STRAIGHT - THORACIC | 7 | YES
P | IMPLANTABLE PROSTHETIC AND OSTEOSYNTHESIS DEVICES | P070401010199 | DACRON VASCULAR ENDOPROSTHESES, STRAIGHT - OTHER | 7 | YES
P | IMPLANTABLE PROSTHETIC AND OSTEOSYNTHESIS DEVICES | P0704010102 | DACRON VASCULAR ENDOPROSTHESES, BIFURCATED | 6 | YES
P | IMPLANTABLE PROSTHETIC AND OSTEOSYNTHESIS DEVICES | P0704010103 | DACRON VASCULAR ENDOPROSTHESES, AUXILIARY | 6 | YES
P | IMPLANTABLE PROSTHETIC AND OSTEOSYNTHESIS DEVICES | P07040102 | PTFE VASCULAR ENDOPROSTHESES | 5 | NO
P | IMPLANTABLE PROSTHETIC AND OSTEOSYNTHESIS DEVICES | P0704010201 | PTFE VASCULAR ENDOPROSTHESES, STRAIGHT | 6 | NO
P | IMPLANTABLE PROSTHETIC AND OSTEOSYNTHESIS DEVICES | P070401020101 | PTFE VASCULAR ENDOPROSTHESES, STRAIGHT - ABDOMINAL | 7 | YES
P | IMPLANTABLE PROSTHETIC AND OSTEOSYNTHESIS DEVICES | P070401020102 | PTFE VASCULAR ENDOPROSTHESES, STRAIGHT - THORACIC | 7 | YES
P | IMPLANTABLE PROSTHETIC AND OSTEOSYNTHESIS DEVICES | P070401020103 | PTFE VASCULAR ENDOPROSTHESES, STRAIGHT - PERIPHERAL | 7 | YES
P | IMPLANTABLE PROSTHETIC AND OSTEOSYNTHESIS DEVICES | P070401020199 | PTFE VASCULAR ENDOPROSTHESES, STRAIGHT - OTHER | 7 | YES
P | IMPLANTABLE PROSTHETIC AND OSTEOSYNTHESIS DEVICES | P0704010202 | PTFE VASCULAR ENDOPROSTHESES, BIFURCATED | 6 | YES
P | IMPLANTABLE PROSTHETIC AND OSTEOSYNTHESIS DEVICES | P0704010203 | PTFE VASCULAR ENDOPROSTHESES, AUXILIARY | 6 | YES
P | IMPLANTABLE PROSTHETIC AND OSTEOSYNTHESIS DEVICES | P07040199 | VASCULAR ENDOPROSTHESES - OTHER | 5 | YES
P | IMPLANTABLE PROSTHETIC AND OSTEOSYNTHESIS DEVICES | P070402 | VASCULAR STENTS | 4 | NO
P | IMPLANTABLE PROSTHETIC AND OSTEOSYNTHESIS DEVICES | P07040201 | CORONARY STENTS | 5 | NO
P | IMPLANTABLE PROSTHETIC AND OSTEOSYNTHESIS DEVICES | P0704020101 | CORONARY BARE METAL STENTS (BMS) | 6 | NO
P | IMPLANTABLE PROSTHETIC AND OSTEOSYNTHESIS DEVICES | P070402010101 | STAINLESS STEEL CORONARY BARE METAL STENTS (BMS) | 7 | YES
P | IMPLANTABLE PROSTHETIC AND OSTEOSYNTHESIS DEVICES | P070402010102 | METALLIC NON-STAINLESS STEEL CORONARY STENTS | 7 | YES
P | IMPLANTABLE PROSTHETIC AND OSTEOSYNTHESIS DEVICES | P070402010199 | CORONARY BARE METAL STENTS (BMS) - OTHER | 7 | YES
P | IMPLANTABLE PROSTHETIC AND OSTEOSYNTHESIS DEVICES | P0704020102 | COATED CORONARY STENTS | 6 | YES
P | IMPLANTABLE PROSTHETIC AND OSTEOSYNTHESIS DEVICES | P0704020103 | CORONARY DRUG ELUTING STENTS (DES) | 6 | NO
P | IMPLANTABLE PROSTHETIC AND OSTEOSYNTHESIS DEVICES | P070402010301 | CORONARY DRUG ELUTING STENTS (DES) WITH POLYMERS | 7 | YES
P | IMPLANTABLE PROSTHETIC AND OSTEOSYNTHESIS DEVICES | P070402010302 | CORONARY DRUG ELUTING STENTS (DES) WITHOUT POLYMERS | 7 | YES
P | IMPLANTABLE PROSTHETIC AND OSTEOSYNTHESIS DEVICES | P0704020104 | CORONARY STENTS, ABSORBABLE | 6 | YES
P | IMPLANTABLE PROSTHETIC AND OSTEOSYNTHESIS DEVICES | P0704020105 | CORONARY STENTS, BIOACTIVE | 6 | YES
P | IMPLANTABLE PROSTHETIC AND OSTEOSYNTHESIS DEVICES | P0704020199 | CORONARY STENTS - OTHER | 6 | YES
P | IMPLANTABLE PROSTHETIC AND OSTEOSYNTHESIS DEVICES | P07040202 | PERIPHERAL VASCULAR STENTS | 5 | NO
P | IMPLANTABLE PROSTHETIC AND OSTEOSYNTHESIS DEVICES | P0704020201 | PERIPHERAL VASCULAR STENTS, BMS | 6 | NO
P | IMPLANTABLE PROSTHETIC AND OSTEOSYNTHESIS DEVICES | P070402020101 | STAINLESS STEEL PERIPHERAL VASCULAR BARE METAL STENTS | 7 | YES
P | IMPLANTABLE PROSTHETIC AND OSTEOSYNTHESIS DEVICES | P070402020102 | NON-STAINLESS STEEL PERIPHERAL VASCULAR BARE METAL STENTS | 7 | YES
P | IMPLANTABLE PROSTHETIC AND OSTEOSYNTHESIS DEVICES | P070402020199 | PERIPHERAL VASCULAR BARE STENTS - OTHER | 7 | YES
P | IMPLANTABLE PROSTHETIC AND OSTEOSYNTHESIS DEVICES | P0704020202 | PERIPHERAL VASCULAR COATED STENTS | 6 | YES
P | IMPLANTABLE PROSTHETIC AND OSTEOSYNTHESIS DEVICES | P0704020203 | PERIPHERAL VASCULAR DRUG ELUTING STENTS (DES) | 6 | YES
P | IMPLANTABLE PROSTHETIC AND OSTEOSYNTHESIS DEVICES | P0704020204 | PERIPHERAL VASCULAR STENTS, BIOACTIVE | 6 | YES
P | IMPLANTABLE PROSTHETIC AND OSTEOSYNTHESIS DEVICES | P0704020299 | PERIPHERAL VASCULAR STENTS - OTHER | 6 | YES
P | IMPLANTABLE PROSTHETIC AND OSTEOSYNTHESIS DEVICES | P070403 | CARDIAC AND CORONARY DEFECT OCCLUDERS | 4 | NO
P | IMPLANTABLE PROSTHETIC AND OSTEOSYNTHESIS DEVICES | P07040301 | CARDIAC OCCLUDERS, VENTRICULAR SEPTAL DEFECTS | 5 | YES
P | IMPLANTABLE PROSTHETIC AND OSTEOSYNTHESIS DEVICES | P07040302 | CARDIAC OCCLUDERS, ATRIAL SEPTAL DEFECTS | 5 | YES
P | IMPLANTABLE PROSTHETIC AND OSTEOSYNTHESIS DEVICES | P07040303 | CARDIAC OCCLUDERS, FORAMEN OVALE AND BOTALLO DUCT | 5 | YES
P | IMPLANTABLE PROSTHETIC AND OSTEOSYNTHESIS DEVICES | P07040399 | HEART AND CORONARY DEFECT OCCLUDERS - OTHER | 5 | YES
P | IMPLANTABLE PROSTHETIC AND OSTEOSYNTHESIS DEVICES | P070404 | LEFT ATRIAL APPENDAGE OCCLUDERS | 4 | YES
P | IMPLANTABLE PROSTHETIC AND OSTEOSYNTHESIS DEVICES | P0780 | VASCULAR AND CARDIAC PROSTHESES - ACCESSORIES | 3 | YES
P | IMPLANTABLE PROSTHETIC AND OSTEOSYNTHESIS DEVICES | P0799 | VASCULAR AND CARDIAC PROSTHESES - OTHER | 3 | YES
P | IMPLANTABLE PROSTHETIC AND OSTEOSYNTHESIS DEVICES | P08 | UROGENITAL PROSTHESES | 2 | NO
P | IMPLANTABLE PROSTHETIC AND OSTEOSYNTHESIS DEVICES | P0801 | URINARY INCONTINENCE PROSTHESES | 3 | NO
P | IMPLANTABLE PROSTHETIC AND OSTEOSYNTHESIS DEVICES | P080102 | ARTIFICIAL URINARY SPHINCTERS | 4 | YES
P | IMPLANTABLE PROSTHETIC AND OSTEOSYNTHESIS DEVICES | P080199 | URINARY INCONTINENCE PROSTHESES - OTHER | 4 | YES
P | IMPLANTABLE PROSTHETIC AND OSTEOSYNTHESIS DEVICES | P0802 | MALE GENITAL SYSTEM PROSTHESES | 3 | NO
P | IMPLANTABLE PROSTHETIC AND OSTEOSYNTHESIS DEVICES | P080201 | TESTICLE PROSTHESES | 4 | YES
P | IMPLANTABLE PROSTHETIC AND OSTEOSYNTHESIS DEVICES | P080202 | PENILE PROSTHESES | 4 | YES
P | IMPLANTABLE PROSTHETIC AND OSTEOSYNTHESIS DEVICES | P080299 | MALE GENITAL SYSTEM PROSTHESES - OTHER | 4 | YES
P | IMPLANTABLE PROSTHETIC AND OSTEOSYNTHESIS DEVICES | P0803 | URINARY OBSTRUCTION PROSTHESES | 3 | NO
P | IMPLANTABLE PROSTHETIC AND OSTEOSYNTHESIS DEVICES | P080301 | URETHRAL PROSTHESES | 4 | NO
P | IMPLANTABLE PROSTHETIC AND OSTEOSYNTHESIS DEVICES | P08030101 | TRANS-PROSTATIC URETHRAL PROSTHESES | 5 | YES
P | IMPLANTABLE PROSTHETIC AND OSTEOSYNTHESIS DEVICES | P08030102 | VAS DEFERENS PROSTHESES | 5 | YES
P | IMPLANTABLE PROSTHETIC AND OSTEOSYNTHESIS DEVICES | P08030199 | ENDOURETHRAL PROSTHESES - OTHER | 5 | YES
P | IMPLANTABLE PROSTHETIC AND OSTEOSYNTHESIS DEVICES | P080302 | URETERAL PROSTHESES | 4 | YES
P | IMPLANTABLE PROSTHETIC AND OSTEOSYNTHESIS DEVICES | P080399 | URINARY OBSTRUCTION PROSTHESES - OTHER | 4 | YES
P | IMPLANTABLE PROSTHETIC AND OSTEOSYNTHESIS DEVICES | P0804 | FEMALE GENITAL SYSTEM PROSTHESES | 3 | NO
P | IMPLANTABLE PROSTHETIC AND OSTEOSYNTHESIS DEVICES | P080401 | FALLOPIAN TUBE PROSTHESES | 4 | YES
P | IMPLANTABLE PROSTHETIC AND OSTEOSYNTHESIS DEVICES | P080499 | FEMALE GENITAL SYSTEM PROSTHESES - OTHER | 4 | YES
P | IMPLANTABLE PROSTHETIC AND OSTEOSYNTHESIS DEVICES | P0805 | URINARY TRACT IMPLANTABLE VALVES | 3 | YES
P | IMPLANTABLE PROSTHETIC AND OSTEOSYNTHESIS DEVICES | P0880 | UROGENITAL PROSTHESES - ACCESSORIES | 3 | YES
P | IMPLANTABLE PROSTHETIC AND OSTEOSYNTHESIS DEVICES | P0899 | UROGENITAL PROSTHESES - OTHER | 3 | YES
P | IMPLANTABLE PROSTHETIC AND OSTEOSYNTHESIS DEVICES | P09 | ORTHOPAEDIC PROSTHESES, OSTEOSYNTHESIS DEVICES, DEVICES FOR TENDON AND LIGAMENT SYNTHESIS | 2 | NO
P | IMPLANTABLE PROSTHETIC AND OSTEOSYNTHESIS DEVICES | P0901 | SHOULDER PROSTHESES | 3 | NO
P | IMPLANTABLE PROSTHETIC AND OSTEOSYNTHESIS DEVICES | P090103 | GLENOID COMPONENTS | 4 | NO
P | IMPLANTABLE PROSTHETIC AND OSTEOSYNTHESIS DEVICES | P09010301 | METAL BACK AND METAGLENE GLENOID BASEPLATES | 5 | YES
P | IMPLANTABLE PROSTHETIC AND OSTEOSYNTHESIS DEVICES | P09010302 | ANATOMICAL SHOULDER PROSTHESIS INSERTS | 5 | YES
P | IMPLANTABLE PROSTHETIC AND OSTEOSYNTHESIS DEVICES | P09010303 | GLENOSPHERES | 5 | YES
P | IMPLANTABLE PROSTHETIC AND OSTEOSYNTHESIS DEVICES | P09010304 | MONOBLOCK GLENOIDS | 5 | YES
P | IMPLANTABLE PROSTHETIC AND OSTEOSYNTHESIS DEVICES | P09010399 | GLENOID COMPONENTS - OTHER | 5 | YES
P | IMPLANTABLE PROSTHETIC AND OSTEOSYNTHESIS DEVICES | P090104 | SHOULDER PROSTHESES HUMERAL COMPONENTS | 4 | NO
P | IMPLANTABLE PROSTHETIC AND OSTEOSYNTHESIS DEVICES | P09010401 | EPIPHYSARY HUMERAL COMPONENTS | 5 | NO
P | IMPLANTABLE PROSTHETIC AND OSTEOSYNTHESIS DEVICES | P0901040101 | EPIPHYSARY HUMERAL COMPONENTS FOR ANATOMICAL PROSTHESES | 6 | NO
P | IMPLANTABLE PROSTHETIC AND OSTEOSYNTHESIS DEVICES | P090104010101 | EPIPHYSARY HUMERAL COMPONENTS FOR ANATOMICAL PROSTHESES - HUMERAL HEADS | 7 | YES
P | IMPLANTABLE PROSTHETIC AND OSTEOSYNTHESIS DEVICES | P090104010102 | EPIPHYSARY HUMERAL COMPONENTS FOR RESURFACING ANATOMICAL PROSTHESES | 7 | YES
P | IMPLANTABLE PROSTHETIC AND OSTEOSYNTHESIS DEVICES | P0901040102 | EPIPHYSARY HUMERAL COMPONENTS FOR REVERSE PROSTHESES | 6 | NO
P | IMPLANTABLE PROSTHETIC AND OSTEOSYNTHESIS DEVICES | P090104010201 | EPIPHYSARY HUMERAL COMPONENTS FOR REVERSE PROSTHESES - INSERTS | 7 | YES
P | IMPLANTABLE PROSTHETIC AND OSTEOSYNTHESIS DEVICES | P090104010202 | EPIPHYSARY HUMERAL COMPONENTS FOR REVERSE PROSTHESES - HUMERAL CUPS | 7 | YES
P | IMPLANTABLE PROSTHETIC AND OSTEOSYNTHESIS DEVICES | P0901040199 | EPIPHYSARY HUMERAL COMPONENTS - OTHER | 6 | YES
P | IMPLANTABLE PROSTHETIC AND OSTEOSYNTHESIS DEVICES | P09010402 | DIAPHYSARY HUMERAL COMPONENTS | 5 | NO
P | IMPLANTABLE PROSTHETIC AND OSTEOSYNTHESIS DEVICES | P0901040201 | SHOULDER PROSTHESES NON MODULAR STEMS | 6 | YES
P | IMPLANTABLE PROSTHETIC AND OSTEOSYNTHESIS DEVICES | P0901040202 | SHOULDER PROSTHESES MODULAR STEMS | 6 | YES
P | IMPLANTABLE PROSTHETIC AND OSTEOSYNTHESIS DEVICES | P0901040203 | MONOBLOCK DIAPHYSARY HUMERAL COMPONENTS (STEM + EPIPHYSARY COMPONENT) | 6 | NO
P | IMPLANTABLE PROSTHETIC AND OSTEOSYNTHESIS DEVICES | P090104020301 | MONOBLOCK DIAPHYSARY HUMERAL COMPONENTS FOR ANATOMICAL PROSTHESIS (STEM + HEAD) | 7 | YES
P | IMPLANTABLE PROSTHETIC AND OSTEOSYNTHESIS DEVICES | P090104020302 | MONOBLOCK DIAPHYSARY HUMERAL COMPONENTS FOR REVERSE PROSTHESIS (STEM + CUP) | 7 | YES
P | IMPLANTABLE PROSTHETIC AND OSTEOSYNTHESIS DEVICES | P0901040204 | SHOULDER PROSTHESES REVISION STEMS | 6 | YES
P | IMPLANTABLE PROSTHETIC AND OSTEOSYNTHESIS DEVICES | P0901040205 | SHOULDER PROSTHESES LARGE RESECTIONS STEMS | 6 | YES
P | IMPLANTABLE PROSTHETIC AND OSTEOSYNTHESIS DEVICES | P0901040299 | DIAPHYSARY HUMERAL COMPONENTS - OTHER | 6 | YES
P | IMPLANTABLE PROSTHETIC AND OSTEOSYNTHESIS DEVICES | P09010403 | SHOULDER PROSTHESES SPACERS | 5 | YES
P | IMPLANTABLE PROSTHETIC AND OSTEOSYNTHESIS DEVICES | P09010499 | HUMERAL COMPONENTS FOR SHOULDER PROSTHESES - OTHER | 5 | YES
P | IMPLANTABLE PROSTHETIC AND OSTEOSYNTHESIS DEVICES | P090180 | SHOULDER PROSTHESES - ACCESSORIES | 4 | NO
P | IMPLANTABLE PROSTHETIC AND OSTEOSYNTHESIS DEVICES | P09018001 | SHOULDER PROSTHESES FIXING SCREWS | 5 | YES
P | IMPLANTABLE PROSTHETIC AND OSTEOSYNTHESIS DEVICES | P09018002 | SHOULDER PROSTHESES ADAPTERS (INCLUDING CONES AND SLEEVES) | 5 | NO
P | IMPLANTABLE PROSTHETIC AND OSTEOSYNTHESIS DEVICES | P0901800201 | GLENOID COMPONENTS ADAPTERS | 6 | YES
P | IMPLANTABLE PROSTHETIC AND OSTEOSYNTHESIS DEVICES | P0901800202 | HUMERAL COMPONENTS ADAPTERS | 6 | YES
P | IMPLANTABLE PROSTHETIC AND OSTEOSYNTHESIS DEVICES | P09018003 | SHOULDER PROSTHESES ENDOMIDOLLAR CAPS | 5 | YES
P | IMPLANTABLE PROSTHETIC AND OSTEOSYNTHESIS DEVICES | P09018099 | SHOULDER PROSTHESES - ACCESSORIES - OTHER | 5 | YES
P | IMPLANTABLE PROSTHETIC AND OSTEOSYNTHESIS DEVICES | P090199 | SHOULDER PROSTHESES - OTHER | 4 | YES
P | IMPLANTABLE PROSTHETIC AND OSTEOSYNTHESIS DEVICES | P0902 | ELBOW PROSTHESES | 3 | NO
P | IMPLANTABLE PROSTHETIC AND OSTEOSYNTHESIS DEVICES | P090203 | ELBOW PROSTHESES HUMERAL COMPONENTS | 4 | YES
P | IMPLANTABLE PROSTHETIC AND OSTEOSYNTHESIS DEVICES | P090204 | ELBOW PROSTHESES RADIAL COMPONENTS | 4 | YES
P | IMPLANTABLE PROSTHETIC AND OSTEOSYNTHESIS DEVICES | P090205 | ELBOW PROSTHESES ULNAR COMPONENTS | 4 | YES
P | IMPLANTABLE PROSTHETIC AND OSTEOSYNTHESIS DEVICES | P090280 | ELBOW PROSTHESES - ACCESSORIES | 4 | YES
P | IMPLANTABLE PROSTHETIC AND OSTEOSYNTHESIS DEVICES | P090299 | ELBOW PROSTHESES - OTHER | 4 | YES
P | IMPLANTABLE PROSTHETIC AND OSTEOSYNTHESIS DEVICES | P0903 | WRIST PROSTHESES | 3 | NO
P | IMPLANTABLE PROSTHETIC AND OSTEOSYNTHESIS DEVICES | P090303 | WRIST PROSTHESES CARPAL COMPONENTS | 4 | YES
P | IMPLANTABLE PROSTHETIC AND OSTEOSYNTHESIS DEVICES | P090304 | WRIST PROSTHESES RADIAL-ULNAR COMPONENTS | 4 | NO
P | IMPLANTABLE PROSTHETIC AND OSTEOSYNTHESIS DEVICES | P09030401 | WRIST PROSTHESES RADIAL COMPONENTS | 5 | YES
P | IMPLANTABLE PROSTHETIC AND OSTEOSYNTHESIS DEVICES | P09030402 | WRIST PROSTHESES ULNAR COMPONENTS | 5 | YES
P | IMPLANTABLE PROSTHETIC AND OSTEOSYNTHESIS DEVICES | P090305 | TOTAL WRIST PROSTHESES | 4 | YES
P | IMPLANTABLE PROSTHETIC AND OSTEOSYNTHESIS DEVICES | P090380 | WRIST PROSTHESES - ACCESSORIES | 4 | YES
P | IMPLANTABLE PROSTHETIC AND OSTEOSYNTHESIS DEVICES | P090399 | WRIST PROSTHESES - OTHER | 4 | YES
P | IMPLANTABLE PROSTHETIC AND OSTEOSYNTHESIS DEVICES | P0904 | HAND PROSTHESES | 3 | NO
P | IMPLANTABLE PROSTHETIC AND OSTEOSYNTHESIS DEVICES | P090403 | HAND PROSTHESES INTERPHALANGE COMPONENTS | 4 | YES
P | IMPLANTABLE PROSTHETIC AND OSTEOSYNTHESIS DEVICES | P090404 | HAND PROSTHESES TRAPEZIO-METACARPAL COMPONENTS | 4 | YES
P | IMPLANTABLE PROSTHETIC AND OSTEOSYNTHESIS DEVICES | P090480 | HAND PROSTHESES - ACCESSORIES | 4 | YES
P | IMPLANTABLE PROSTHETIC AND OSTEOSYNTHESIS DEVICES | P090499 | HAND PROSTHESES - OTHER | 4 | YES
P | IMPLANTABLE PROSTHETIC AND OSTEOSYNTHESIS DEVICES | P0905 | ANKLE PROSTHESES | 3 | NO
P | IMPLANTABLE PROSTHETIC AND OSTEOSYNTHESIS DEVICES | P090506 | ANKLE PROSTHESIS WITH MOBILE INSERT | 4 | NO
P | IMPLANTABLE PROSTHETIC AND OSTEOSYNTHESIS DEVICES | P09050601 | ANKLE PROSTHESES WITH CEMENTED MOBILE INSERT | 5 | NO
P | IMPLANTABLE PROSTHETIC AND OSTEOSYNTHESIS DEVICES | P0905060101 | ANKLE PROSTHESES WITH CEMENTED MOBILE INSERT - TIBIAL COMPONENTS | 6 | YES
P | IMPLANTABLE PROSTHETIC AND OSTEOSYNTHESIS DEVICES | P0905060102 | ANKLE PROSTHESES WITH CEMENTED MOBILE INSERT - TALAR COMPONENTS | 6 | YES
P | IMPLANTABLE PROSTHETIC AND OSTEOSYNTHESIS DEVICES | P09050602 | ANKLE PROSTHESES WITH UNCEMENTED MOBILE INSERT | 5 | NO
P | IMPLANTABLE PROSTHETIC AND OSTEOSYNTHESIS DEVICES | P0905060201 | ANKLE PROSTHESES WITH UNCEMENTED MOBILE INSERT - TIBIAL COMPONENTS | 6 | YES
P | IMPLANTABLE PROSTHETIC AND OSTEOSYNTHESIS DEVICES | P0905060202 | ANKLE PROSTHESES WITH UNCEMENTED MOBILE INSERT - TALAR COMPONENTS | 6 | YES
P | IMPLANTABLE PROSTHETIC AND OSTEOSYNTHESIS DEVICES | P09050603 | ANKLE PROSTHESES MOBILE INSERTS | 5 | YES
P | IMPLANTABLE PROSTHETIC AND OSTEOSYNTHESIS DEVICES | P090507 | ANKLE PROSTHESIS WITH FIXED INSERT | 4 | NO
P | IMPLANTABLE PROSTHETIC AND OSTEOSYNTHESIS DEVICES | P09050701 | ANKLE PROSTHESES WITH CEMENTED FIXED INSERT | 5 | NO
P | IMPLANTABLE PROSTHETIC AND OSTEOSYNTHESIS DEVICES | P0905070101 | ANKLE PROSTHESES WITH CEMENTED FIXED INSERT - TIBIAL COMPONENTS | 6 | YES
P | IMPLANTABLE PROSTHETIC AND OSTEOSYNTHESIS DEVICES | P0905070102 | ANKLE PROSTHESES WITH CEMENTED FIXED INSERT - TALAR COMPONENTS | 6 | YES
P | IMPLANTABLE PROSTHETIC AND OSTEOSYNTHESIS DEVICES | P09050702 | ANKLE PROSTHESES WITH UNCEMENTED FIXED INSERT | 5 | NO
P | IMPLANTABLE PROSTHETIC AND OSTEOSYNTHESIS DEVICES | P0905070201 | ANKLE PROSTHESES WITH UNCEMENTED FIXED INSERT - TIBIAL COMPONENTS | 6 | YES
P | IMPLANTABLE PROSTHETIC AND OSTEOSYNTHESIS DEVICES | P0905070202 | ANKLE PROSTHESES WITH UNCEMENTED FIXED INSERT - TALAR COMPONENTS | 6 | YES
P | IMPLANTABLE PROSTHETIC AND OSTEOSYNTHESIS DEVICES | P09050703 | ANKLE PROSTHESES FIXED INSERTS | 5 | YES
P | IMPLANTABLE PROSTHETIC AND OSTEOSYNTHESIS DEVICES | P090508 | ANKLE PROSTHESES SPACERS | 4 | YES
P | IMPLANTABLE PROSTHETIC AND OSTEOSYNTHESIS DEVICES | P090580 | ANKLE PROSTHESES - ACCESSORIES | 4 | NO
P | IMPLANTABLE PROSTHETIC AND OSTEOSYNTHESIS DEVICES | P09058001 | ANKLE PROSTHESES TIBIAL STEMS | 5 | YES
P | IMPLANTABLE PROSTHETIC AND OSTEOSYNTHESIS DEVICES | P09058099 | ANKLE PROSTHESES - ACCESSORIES - OTHER | 5 | YES
P | IMPLANTABLE PROSTHETIC AND OSTEOSYNTHESIS DEVICES | P090599 | ANKLE PROSTHESES - OTHER | 4 | YES
P | IMPLANTABLE PROSTHETIC AND OSTEOSYNTHESIS DEVICES | P0906 | FOOT PROSTHESES | 3 | NO
P | IMPLANTABLE PROSTHETIC AND OSTEOSYNTHESIS DEVICES | P090603 | FOOT PROSTHESES INTERPHALANGEAL COMPONENTS | 4 | YES
P | IMPLANTABLE PROSTHETIC AND OSTEOSYNTHESIS DEVICES | P090604 | FOOT PROSTHESES METATARSALPHALANGEAL COMPONENTS | 4 | YES
P | IMPLANTABLE PROSTHETIC AND OSTEOSYNTHESIS DEVICES | P090605 | FOOT ENDORTHESIS | 4 | YES
P | IMPLANTABLE PROSTHETIC AND OSTEOSYNTHESIS DEVICES | P090680 | FOOT PROSTHESES - ACCESSORIES | 4 | YES
P | IMPLANTABLE PROSTHETIC AND OSTEOSYNTHESIS DEVICES | P090699 | FOOT PROSTHESES - OTHER | 4 | YES
P | IMPLANTABLE PROSTHETIC AND OSTEOSYNTHESIS DEVICES | P0907 | SPINE STABILISATION PROSTHESES AND SYSTEMS | 3 | NO
P | IMPLANTABLE PROSTHETIC AND OSTEOSYNTHESIS DEVICES | P090701 | SPINAL FUSION SYSTEMS | 4 | NO
P | IMPLANTABLE PROSTHETIC AND OSTEOSYNTHESIS DEVICES | P09070101 | SPINAL CAGES | 5 | YES
P | IMPLANTABLE PROSTHETIC AND OSTEOSYNTHESIS DEVICES | P09070199 | SPINAL FUSION SYSTEMS - OTHER | 5 | YES
P | IMPLANTABLE PROSTHETIC AND OSTEOSYNTHESIS DEVICES | P090702 | INTERVERTEBRAL DISCS REPLACEMENT SYSTEMS | 4 | NO
P | IMPLANTABLE PROSTHETIC AND OSTEOSYNTHESIS DEVICES | P09070201 | DISC PROSTHESES | 5 | YES
P | IMPLANTABLE PROSTHETIC AND OSTEOSYNTHESIS DEVICES | P090703 | IMPLANTABLE VERTEBRAL STABILISATION OR FIXATION SYSTEMS | 4 | NO
P | IMPLANTABLE PROSTHETIC AND OSTEOSYNTHESIS DEVICES | P09070301 | CERVICAL FIXATION SYSTEMS | 5 | YES
P | IMPLANTABLE PROSTHETIC AND OSTEOSYNTHESIS DEVICES | P09070302 | THORACOLUMBOSACRAL FIXATION SYSTEMS | 5 | YES
P | IMPLANTABLE PROSTHETIC AND OSTEOSYNTHESIS DEVICES | P09070304 | SPINE FIXATION SYSTEM CONNECTORS | 5 | YES
P | IMPLANTABLE PROSTHETIC AND OSTEOSYNTHESIS DEVICES | P09070305 | SPINAL STABILISERS, DYNAMIC TYPE | 5 | YES
P | IMPLANTABLE PROSTHETIC AND OSTEOSYNTHESIS DEVICES | P09070399 | IMPLANTABLE SPINAL STABILISATION OR FIXATION SYSTEMS - OTHER | 5 | YES
P | IMPLANTABLE PROSTHETIC AND OSTEOSYNTHESIS DEVICES | P090780 | SPINAL PROSTHESES AND STABILISATION SYSTEMS - ACCESSORIES | 4 | YES
P | IMPLANTABLE PROSTHETIC AND OSTEOSYNTHESIS DEVICES | P090799 | SPINAL PROSTHESES AND STABILISATION SYSTEMS - OTHER | 4 | YES
P | IMPLANTABLE PROSTHETIC AND OSTEOSYNTHESIS DEVICES | P0908 | HIP PROSTHESES | 3 | NO
P | IMPLANTABLE PROSTHETIC AND OSTEOSYNTHESIS DEVICES | P090803 | HIP PROSTHESES ACETABULAR COMPONENTS | 4 | NO
P | IMPLANTABLE PROSTHETIC AND OSTEOSYNTHESIS DEVICES | P09080301 | PRIMARY IMPLANT ACETABULAR CUPS | 5 | NO
P | IMPLANTABLE PROSTHETIC AND OSTEOSYNTHESIS DEVICES | P0908030101 | PRIMARY IMPLANT CEMENTED ACETABULAR CUPS | 6 | NO
P | IMPLANTABLE PROSTHETIC AND OSTEOSYNTHESIS DEVICES | P090803010101 | PRIMARY IMPLANT CEMENTED METAL ACETABULAR CUPS | 7 | YES
P | IMPLANTABLE PROSTHETIC AND OSTEOSYNTHESIS DEVICES | P090803010102 | PRIMARY IMPLANT CEMENTED POLYETHYLENE ACETABULAR CUPS, ONE-PIECE | 7 | YES
P | IMPLANTABLE PROSTHETIC AND OSTEOSYNTHESIS DEVICES | P090803010199 | PRIMARY IMPLANT CEMENTED ACETABULAR CUPS - OTHER | 7 | YES
P | IMPLANTABLE PROSTHETIC AND OSTEOSYNTHESIS DEVICES | P0908030102 | PRIMARY IMPLANT UNCEMENTED ACETABULAR CUPS | 6 | NO
P | IMPLANTABLE PROSTHETIC AND OSTEOSYNTHESIS DEVICES | P090803010201 | PRIMARY IMPLANT UNCEMENTED METAL ACETABULAR CUPS | 7 | YES
P | IMPLANTABLE PROSTHETIC AND OSTEOSYNTHESIS DEVICES | P090803010202 | PRIMARY IMPLANT UNCEMENTED ONE-PIECE POLYETHYLENE ACETABULAR CUPS | 7 | YES
P | IMPLANTABLE PROSTHETIC AND OSTEOSYNTHESIS DEVICES | P090803010203 | PRIMARY IMPLANT UNCEMENTED ONE-PIECE METAL ACETABULAR CUPS | 7 | YES
P | IMPLANTABLE PROSTHETIC AND OSTEOSYNTHESIS DEVICES | P090803010299 | PRIMARY IMPLANT UNCEMENTED ACETABULAR CUPS - OTHER | 7 | YES
P | IMPLANTABLE PROSTHETIC AND OSTEOSYNTHESIS DEVICES | P09080302 | HIP RESURFACING ACETABULAR COMPONENTS | 5 | YES
P | IMPLANTABLE PROSTHETIC AND OSTEOSYNTHESIS DEVICES | P09080303 | REVISION SURGERY ACETABULAR CUPS | 5 | NO
P | IMPLANTABLE PROSTHETIC AND OSTEOSYNTHESIS DEVICES | P0908030301 | REVISION SURGERY CEMENTED ACETABULAR CUPS | 6 | YES
P | IMPLANTABLE PROSTHETIC AND OSTEOSYNTHESIS DEVICES | P0908030302 | REVISION SURGERY UNCEMENTED ACETABULAR CUPS | 6 | YES
P | IMPLANTABLE PROSTHETIC AND OSTEOSYNTHESIS DEVICES | P09080304 | HIP PROSTHESES ACETABULAR INSERTS | 5 | NO
P | IMPLANTABLE PROSTHETIC AND OSTEOSYNTHESIS DEVICES | P0908030401 | HIP PROSTHESES POLYETHYLENE ACETABULAR INSERTS | 6 | NO
P | IMPLANTABLE PROSTHETIC AND OSTEOSYNTHESIS DEVICES | P090803040101 | STANDARD POLYETHYLENE HIP PROSTHESES INSERTS | 7 | YES
P | IMPLANTABLE PROSTHETIC AND OSTEOSYNTHESIS DEVICES | P090803040102 | ECCENTRIC POLYETHYLENE HIP PROSTHESES INSERTS | 7 | YES
P | IMPLANTABLE PROSTHETIC AND OSTEOSYNTHESIS DEVICES | P090803040103 | RETENTIVE POLYETHYLENE HIP PROSTHESES INSERTS, ANTI-DISLOCATION | 7 | YES
P | IMPLANTABLE PROSTHETIC AND OSTEOSYNTHESIS DEVICES | P0908030402 | HIP PROSTHESES CERAMIC ACETABULAR INSERTS | 6 | YES
P | IMPLANTABLE PROSTHETIC AND OSTEOSYNTHESIS DEVICES | P0908030403 | HIP PROSTHESES METAL ACETABULAR INSERTS | 6 | YES
P | IMPLANTABLE PROSTHETIC AND OSTEOSYNTHESIS DEVICES | P0908030499 | HIP PROSTHESES ACETABULAR INSERTS - OTHER | 6 | YES
P | IMPLANTABLE PROSTHETIC AND OSTEOSYNTHESIS DEVICES | P09080305 | DUAL-MOBILITY ACETABULAR COMPONENTS | 5 | NO
P | IMPLANTABLE PROSTHETIC AND OSTEOSYNTHESIS DEVICES | P0908030501 | DOUBLE-MOBILITY ACETABULAR CUPS | 6 | NO
P | IMPLANTABLE PROSTHETIC AND OSTEOSYNTHESIS DEVICES | P090803050101 | CEMENTED DOUBLE-MOBILITY ACETABULAR CUPS | 7 | YES
P | IMPLANTABLE PROSTHETIC AND OSTEOSYNTHESIS DEVICES | P090803050102 | UNCEMENTED DOUBLE-MOBILITY ACETABULAR CUPS | 7 | YES
P | IMPLANTABLE PROSTHETIC AND OSTEOSYNTHESIS DEVICES | P0908030502 | DOUBLE-MOBILITY ACETABULAR COMPONENTS INSERTS | 6 | YES
P | IMPLANTABLE PROSTHETIC AND OSTEOSYNTHESIS DEVICES | P09080306 | PRE-ASSEMBLED ACETABULAR COMPONENTS (ACETABULAR CUP + INSERT) | 5 | NO
P | IMPLANTABLE PROSTHETIC AND OSTEOSYNTHESIS DEVICES | P0908030601 | PRE-ASSEMBLED ACETABULAR COMPONENTS WITH CERAMIC INSERT | 6 | YES
P | IMPLANTABLE PROSTHETIC AND OSTEOSYNTHESIS DEVICES | P0908030602 | PRE-ASSEMBLED ACETABULAR COMPONENTS WITH POLYETHYLENE INSERTS | 6 | YES
P | IMPLANTABLE PROSTHETIC AND OSTEOSYNTHESIS DEVICES | P0908030699 | PRE-ASSEMBLED ACETABULAR COMPONENTS - OTHER | 6 | YES
P | IMPLANTABLE PROSTHETIC AND OSTEOSYNTHESIS DEVICES | P090804 | HIP PROSTHESES FEMORAL COMPONENTS | 4 | NO
P | IMPLANTABLE PROSTHETIC AND OSTEOSYNTHESIS DEVICES | P09080401 | PRIMARY IMPLANT FEMORAL STEMS | 5 | NO
P | IMPLANTABLE PROSTHETIC AND OSTEOSYNTHESIS DEVICES | P0908040101 | PRIMARY IMPLANT CEMENTED FEMORAL STEMS | 6 | NO
P | IMPLANTABLE PROSTHETIC AND OSTEOSYNTHESIS DEVICES | P090804010101 | CEMENTED FEMORAL STEMS FOR PRIMARY IMPLANT, WITH FIXED NECK, STRAIGHT | 7 | YES
P | IMPLANTABLE PROSTHETIC AND OSTEOSYNTHESIS DEVICES | P090804010102 | CEMENTED FEMORAL STEMS FOR PRIMARY IMPLANT, WITH FIXED NECK, ANATOMICAL | 7 | YES
P | IMPLANTABLE PROSTHETIC AND OSTEOSYNTHESIS DEVICES | P090804010105 | CEMENTED FEMORAL STEMS FOR PRIMARY IMPLANT, WITH FIXED NECK, FOR PRESERVATION | 7 | YES
P | IMPLANTABLE PROSTHETIC AND OSTEOSYNTHESIS DEVICES | P090804010106 | CEMENTED FEMORAL STEMS FOR PRIMARY IMPLANT, WITH MODULAR NECK, STRAIGHT | 7 | YES
P | IMPLANTABLE PROSTHETIC AND OSTEOSYNTHESIS DEVICES | P090804010107 | CEMENTED FEMORAL STEMS FOR PRIMARY IMPLANT, WITH MODULAR NECK, ANATOMICAL | 7 | YES
P | IMPLANTABLE PROSTHETIC AND OSTEOSYNTHESIS DEVICES | P0908040102 | PRIMARY IMPLANT UNCEMENTED FEMORAL STEMS | 6 | NO
P | IMPLANTABLE PROSTHETIC AND OSTEOSYNTHESIS DEVICES | P090804010201 | UNCEMENTED FEMORAL STEMS FOR PRIMARY IMPLANT, WITH FIXED NECK, STRAIGHT | 7 | YES
P | IMPLANTABLE PROSTHETIC AND OSTEOSYNTHESIS DEVICES | P090804010202 | UNCEMENTED FEMORAL STEMS FOR PRIMARY IMPLANT, WITH FIXED NECK, ANATOMICAL | 7 | YES
P | IMPLANTABLE PROSTHETIC AND OSTEOSYNTHESIS DEVICES | P090804010205 | UNCEMENTED FEMORAL STEMS FOR PRIMARY IMPLANT, WITH FIXED NECK, FOR PRESERVATION | 7 | YES
P | IMPLANTABLE PROSTHETIC AND OSTEOSYNTHESIS DEVICES | P090804010206 | UNCEMENTED FEMORAL STEMS FOR PRIMARY IMPLANT, WITH MODULAR NECK, STRAIGHT | 7 | YES
P | IMPLANTABLE PROSTHETIC AND OSTEOSYNTHESIS DEVICES | P090804010207 | UNCEMENTED FEMORAL STEMS FOR PRIMARY IMPLANT, WITH MODULAR NECK, ANATOMICAL | 7 | YES
P | IMPLANTABLE PROSTHETIC AND OSTEOSYNTHESIS DEVICES | P09080402 | HIP RESURFACING FEMORAL COMPONENTS | 5 | YES
P | IMPLANTABLE PROSTHETIC AND OSTEOSYNTHESIS DEVICES | P09080403 | REVISION SURGERY FEMORAL STEMS | 5 | NO
P | IMPLANTABLE PROSTHETIC AND OSTEOSYNTHESIS DEVICES | P0908040301 | REVISION SURGERY CEMENTED FEMORAL STEMS | 6 | NO
P | IMPLANTABLE PROSTHETIC AND OSTEOSYNTHESIS DEVICES | P090804030101 | REVISION CEMENTED FEMORAL STEMS, WITH FIXED NECK | 7 | YES
P | IMPLANTABLE PROSTHETIC AND OSTEOSYNTHESIS DEVICES | P090804030102 | REVISION CEMENTED FEMORAL STEMS, WITH MODULAR NECK | 7 | YES
P | IMPLANTABLE PROSTHETIC AND OSTEOSYNTHESIS DEVICES | P0908040302 | REVISION UNCEMENTED FEMORAL STEMS | 6 | NO
P | IMPLANTABLE PROSTHETIC AND OSTEOSYNTHESIS DEVICES | P090804030201 | REVISION UNCEMENTED FEMORAL STEMS, WITH FIXED NECK | 7 | YES
P | IMPLANTABLE PROSTHETIC AND OSTEOSYNTHESIS DEVICES | P090804030202 | REVISION UNCEMENTED FEMORAL STEMS, WITH MODULAR NECK | 7 | YES
P | IMPLANTABLE PROSTHETIC AND OSTEOSYNTHESIS DEVICES | P09080404 | LARGE RESECTIONS FEMORAL STEMS | 5 | YES
P | IMPLANTABLE PROSTHETIC AND OSTEOSYNTHESIS DEVICES | P09080405 | FEMORAL HEADS | 5 | NO
P | IMPLANTABLE PROSTHETIC AND OSTEOSYNTHESIS DEVICES | P0908040501 | FEMORAL HEADS FOR PRIMARY IMPLANT OF PARTIAL PROSTHESES | 6 | NO
P | IMPLANTABLE PROSTHETIC AND OSTEOSYNTHESIS DEVICES | P090804050101 | CERAMIC FEMORAL HEADS, PARTIAL HIP REPLACEMENT | 7 | YES
P | IMPLANTABLE PROSTHETIC AND OSTEOSYNTHESIS DEVICES | P090804050102 | METAL FEMORAL HEADS, PARTIAL HIP REPLACEMENT | 7 | YES
P | IMPLANTABLE PROSTHETIC AND OSTEOSYNTHESIS DEVICES | P090804050199 | FEMORAL HEADS FOR PRIMARY IMPLANT OF PARTIAL PROSTHESES - OTHER | 7 | YES
P | IMPLANTABLE PROSTHETIC AND OSTEOSYNTHESIS DEVICES | P0908040502 | FEMORAL HEADS FOR PRIMARY IMPLANT OF TOTAL PROSTHESES | 6 | NO
P | IMPLANTABLE PROSTHETIC AND OSTEOSYNTHESIS DEVICES | P090804050201 | CERAMIC FEMORAL HEADS, TOTAL HIP REPLACEMENT | 7 | YES
P | IMPLANTABLE PROSTHETIC AND OSTEOSYNTHESIS DEVICES | P090804050202 | METAL FEMORAL HEADS, TOTAL HIP REPLACEMENT | 7 | YES
P | IMPLANTABLE PROSTHETIC AND OSTEOSYNTHESIS DEVICES | P090804050299 | FEMORAL HEADS FOR PRIMARY IMPLANT OF TOTAL PROSTHESES - OTHER | 7 | YES
P | IMPLANTABLE PROSTHETIC AND OSTEOSYNTHESIS DEVICES | P0908040503 | HIP PROSTHESES, BI-ARTICULAR CUPS | 6 | YES
P | IMPLANTABLE PROSTHETIC AND OSTEOSYNTHESIS DEVICES | P0908040504 | REVISION FEMORAL HEADS | 6 | YES
P | IMPLANTABLE PROSTHETIC AND OSTEOSYNTHESIS DEVICES | P09080406 | ONE-PIECE FEMORAL PROSTHESES (STEM+HEAD) | 5 | YES
P | IMPLANTABLE PROSTHETIC AND OSTEOSYNTHESIS DEVICES | P09080407 | MODULAR NECKS | 5 | YES
P | IMPLANTABLE PROSTHETIC AND OSTEOSYNTHESIS DEVICES | P090805 | HIP PROSTHESES SPACERS | 4 | YES
P | IMPLANTABLE PROSTHETIC AND OSTEOSYNTHESIS DEVICES | P090880 | HIP PROSTHESES - ACCESSORIES | 4 | NO
P | IMPLANTABLE PROSTHETIC AND OSTEOSYNTHESIS DEVICES | P09088001 | ACETABULAR RINGS | 5 | YES
P | IMPLANTABLE PROSTHETIC AND OSTEOSYNTHESIS DEVICES | P09088002 | ACETABULAR MESHES | 5 | YES
P | IMPLANTABLE PROSTHETIC AND OSTEOSYNTHESIS DEVICES | P09088003 | HIP PROSTHESES AUGMENTS | 5 | YES
P | IMPLANTABLE PROSTHETIC AND OSTEOSYNTHESIS DEVICES | P09088004 | HIP PROSTHESES ADAPTERS (INCLUDING CONES AND SLEEVES) | 5 | YES
P | IMPLANTABLE PROSTHETIC AND OSTEOSYNTHESIS DEVICES | P09088005 | HIP PROSTHESES CENTRALIZERS | 5 | YES
P | IMPLANTABLE PROSTHETIC AND OSTEOSYNTHESIS DEVICES | P09088006 | FEMORAL INTRAMEDULLARY CAPS | 5 | YES
P | IMPLANTABLE PROSTHETIC AND OSTEOSYNTHESIS DEVICES | P09088007 | HIP PROSTHESES FIXING SCREWS | 5 | YES
P | IMPLANTABLE PROSTHETIC AND OSTEOSYNTHESIS DEVICES | P09088099 | HIP PROSTHESES - OTHER ACCESSORIES | 5 | YES
P | IMPLANTABLE PROSTHETIC AND OSTEOSYNTHESIS DEVICES | P090899 | HIP PROSTHESES - OTHER | 4 | YES
P | IMPLANTABLE PROSTHETIC AND OSTEOSYNTHESIS DEVICES | P0909 | KNEE PROSTHESES | 3 | NO
P | IMPLANTABLE PROSTHETIC AND OSTEOSYNTHESIS DEVICES | P090903 | BICOMPARTMENTAL PRIMARY IMPLANT KNEE PROSTHESES | 4 | NO
P | IMPLANTABLE PROSTHETIC AND OSTEOSYNTHESIS DEVICES | P09090301 | BICOMPARTMENTAL PRIMARY IMPLANT FEMORAL COMPONENTS | 5 | NO
P | IMPLANTABLE PROSTHETIC AND OSTEOSYNTHESIS DEVICES | P0909030101 | BICOMPARTMENTAL PRIMARY IMPLANT CEMENTED FEMORAL COMPONENTS | 6 | YES
P | IMPLANTABLE PROSTHETIC AND OSTEOSYNTHESIS DEVICES | P0909030102 | BICOMPARTMENTAL PRIMARY IMPLANT UNCEMENTED FEMORAL COMPONENTS | 6 | YES
P | IMPLANTABLE PROSTHETIC AND OSTEOSYNTHESIS DEVICES | P0909030103 | BICOMPARTMENTAL PRIMARY IMPLANT CEMENTABLE FEMORAL COMPONENTS | 6 | YES
P | IMPLANTABLE PROSTHETIC AND OSTEOSYNTHESIS DEVICES | P09090302 | BICOMPARTMENTAL PRIMARY IMPLANT TIBIAL COMPONENTS | 5 | NO
P | IMPLANTABLE PROSTHETIC AND OSTEOSYNTHESIS DEVICES | P0909030201 | BICOMPARTMENTAL PRIMARY IMPLANT TIBIAL PLATES | 6 | NO
P | IMPLANTABLE PROSTHETIC AND OSTEOSYNTHESIS DEVICES | P090903020101 | BICOMPARTMENTAL PRIMARY IMPLANT CEMENTED MOBILE BEARING TIBIAL PLATES | 7 | YES
P | IMPLANTABLE PROSTHETIC AND OSTEOSYNTHESIS DEVICES | P090903020102 | BICOMPARTMENTAL PRIMARY IMPLANT UNCEMENTED MOBILE BEARING TIBIAL PLATES | 7 | YES
P | IMPLANTABLE PROSTHETIC AND OSTEOSYNTHESIS DEVICES | P090903020103 | BICOMPARTMENTAL PRIMARY IMPLANT CEMENTABLE MOBILE BEARING TIBIAL PLATES | 7 | YES
P | IMPLANTABLE PROSTHETIC AND OSTEOSYNTHESIS DEVICES | P090903020104 | BICOMPARTMENTAL PRIMARY IMPLANT CEMENTED FIXED BEARING TIBIAL PLATES | 7 | YES
P | IMPLANTABLE PROSTHETIC AND OSTEOSYNTHESIS DEVICES | P090903020105 | BICOMPARTMENTAL PRIMARY IMPLANT UNCEMENTED FIXED BEARING TIBIAL PLATES | 7 | YES
P | IMPLANTABLE PROSTHETIC AND OSTEOSYNTHESIS DEVICES | P090903020106 | BICOMPARTMENTAL PRIMARY IMPLANT CEMENTABLE FIXED BEARING TIBIAL PLATES | 7 | YES
P | IMPLANTABLE PROSTHETIC AND OSTEOSYNTHESIS DEVICES | P0909030202 | BICOMPARTMENTAL PRIMARY IMPLANT TIBIAL INSERTS | 6 | NO
P | IMPLANTABLE PROSTHETIC AND OSTEOSYNTHESIS DEVICES | P090903020201 | BICOMPARTMENTAL PRIMARY IMPLANT MOBILE BEARING TIBIAL INSERTS | 7 | YES
P | IMPLANTABLE PROSTHETIC AND OSTEOSYNTHESIS DEVICES | P090903020202 | BICOMPARTMENTAL PRIMARY IMPLANT FIXED BEARING TIBIAL INSERTS | 7 | YES
P | IMPLANTABLE PROSTHETIC AND OSTEOSYNTHESIS DEVICES | P0909030203 | BICOMPARTMENTAL PRIMARY IMPLANT TIBIAL COMPONENTS, MONOBLOCK | 6 | NO
P | IMPLANTABLE PROSTHETIC AND OSTEOSYNTHESIS DEVICES | P090903020301 | BICOMPARTMENTAL PRIMARY IMPLANT TIBIAL COMPONENTS, MONOBLOCK MADE OF POLYETHYLENE | 7 | YES
P | IMPLANTABLE PROSTHETIC AND OSTEOSYNTHESIS DEVICES | P090903020399 | BICOMPARTMENTAL PRIMARY IMPLANT TIBIAL COMPONENTS, MONOBLOCK - OTHER | 7 | YES
P | IMPLANTABLE PROSTHETIC AND OSTEOSYNTHESIS DEVICES | P090904 | UNICOMPARTMENTAL KNEE PROSTHESES (UNICONDYLAR) | 4 | NO
P | IMPLANTABLE PROSTHETIC AND OSTEOSYNTHESIS DEVICES | P09090401 | UNICOMPARTMENTAL KNEE PROSTHESES FEMORAL COMPONENTS (UNICONDYLAR) | 5 | NO
P | IMPLANTABLE PROSTHETIC AND OSTEOSYNTHESIS DEVICES | P0909040101 | UNICOMPARTMENTAL KNEE PROSTHESES FEMORAL COMPONENTS (UNICONDYLAR), CEMENTED | 6 | YES
P | IMPLANTABLE PROSTHETIC AND OSTEOSYNTHESIS DEVICES | P0909040102 | UNICOMPARTMENTAL KNEE PROSTHESES FEMORAL COMPONENTS (UNICONDYLAR), UNCEMENTED | 6 | YES
P | IMPLANTABLE PROSTHETIC AND OSTEOSYNTHESIS DEVICES | P09090402 | UNICOMPARTMENTAL KNEE PROSTHESES TIBIAL COMPONENTS | 5 | NO
P | IMPLANTABLE PROSTHETIC AND OSTEOSYNTHESIS DEVICES | P0909040201 | UNICOMPARTMENTAL KNEE PROSTHESES TIBIAL PLATES | 6 | NO
P | IMPLANTABLE PROSTHETIC AND OSTEOSYNTHESIS DEVICES | P090904020101 | MOBILE CEMENTED UNICOMPARTMENTAL PRIMARY IMPLANT TIBIAL PLATES | 7 | YES
P | IMPLANTABLE PROSTHETIC AND OSTEOSYNTHESIS DEVICES | P090904020102 | MOBILE UNCEMENTED UNICOMPARTMENTAL PRIMARY IMPLANT TIBIAL PLATES | 7 | YES
P | IMPLANTABLE PROSTHETIC AND OSTEOSYNTHESIS DEVICES | P090904020103 | FIXED CEMENTED UNICOMPARTMENTAL PRIMARY IMPLANT TIBIAL PLATES | 7 | YES
P | IMPLANTABLE PROSTHETIC AND OSTEOSYNTHESIS DEVICES | P090904020104 | FIXED UNCEMENTED UNICOMPARTMENTAL PRIMARY IMPLANT TIBIAL PLATES | 7 | YES
P | IMPLANTABLE PROSTHETIC AND OSTEOSYNTHESIS DEVICES | P0909040202 | UNICOMPARTMENTAL KNEE REPLACEMENT TIBIAL INSERTS | 6 | NO
P | IMPLANTABLE PROSTHETIC AND OSTEOSYNTHESIS DEVICES | P090904020201 | MOBILE UNICOMPARTMENTAL KNEE PROSTHESES TIBIAL INSERTS | 7 | YES
P | IMPLANTABLE PROSTHETIC AND OSTEOSYNTHESIS DEVICES | P090904020202 | UNICOMPARTMENTAL KNEE PROSTHESES TIBIAL INSERTS, FIXED | 7 | YES
P | IMPLANTABLE PROSTHETIC AND OSTEOSYNTHESIS DEVICES | P0909040203 | PRE-ASSEMBLED UNICOMPARTMENTAL KNEE PROSTHESES TIBIAL COMPONENTS (INSERT + TIBIAL PLATE) | 6 | NO
P | IMPLANTABLE PROSTHETIC AND OSTEOSYNTHESIS DEVICES | P090904020301 | KNEE PROSTHESES TIBIAL COMPONENTS, PREASSEMBLED, CEMENTED | 7 | YES
P | IMPLANTABLE PROSTHETIC AND OSTEOSYNTHESIS DEVICES | P090904020302 | UNICOMPARTMENTAL KNEE PROSTHESES TIBIAL COMPONENTS, PREASSEMBLED, UNCEMENTED | 7 | YES
P | IMPLANTABLE PROSTHETIC AND OSTEOSYNTHESIS DEVICES | P0909040204 | UNICOMPARTMENTAL KNEE PROSTHESES TIBIAL COMPONENTS, MONOBLOCK | 6 | NO
P | IMPLANTABLE PROSTHETIC AND OSTEOSYNTHESIS DEVICES | P090904020401 | UNICOMPARTMENTAL KNEE PROSTHESES TIBIAL COMPONENTS, MONOBLOCK, MADE OF POLYETHYLENE | 7 | YES
P | IMPLANTABLE PROSTHETIC AND OSTEOSYNTHESIS DEVICES | P090904020499 | UNICOMPARTMENTAL KNEE PROSTHESES TIBIAL COMPONENTS, MONOBLOCK - OTHER | 7 | YES
P | IMPLANTABLE PROSTHETIC AND OSTEOSYNTHESIS DEVICES | P090905 | REVISION KNEE PROSTHESES | 4 | NO
P | IMPLANTABLE PROSTHETIC AND OSTEOSYNTHESIS DEVICES | P09090501 | REVISION KNEE PROSTHESES FEMORAL COMPONENTS | 5 | YES
P | IMPLANTABLE PROSTHETIC AND OSTEOSYNTHESIS DEVICES | P09090502 | REVISION KNEE PROSTHESES TIBIAL COMPONENTS | 5 | NO
P | IMPLANTABLE PROSTHETIC AND OSTEOSYNTHESIS DEVICES | P0909050201 | REVISION KNEE PROSTHESES TIBIAL PLATES | 6 | NO
P | IMPLANTABLE PROSTHETIC AND OSTEOSYNTHESIS DEVICES | P090905020101 | REVISION KNEE PROSTHESES MOBILE BEARING TIBIAL PLATES | 7 | YES
P | IMPLANTABLE PROSTHETIC AND OSTEOSYNTHESIS DEVICES | P090905020102 | REVISION KNEE PROSTHESES FIXED BEARING TIBIAL PLATES | 7 | YES
P | IMPLANTABLE PROSTHETIC AND OSTEOSYNTHESIS DEVICES | P0909050202 | REVISION KNEE PROSTHESES TIBIAL INSERTS | 6 | NO
P | IMPLANTABLE PROSTHETIC AND OSTEOSYNTHESIS DEVICES | P090905020201 | REVISION KNEE PROSTHESES MOBILE BEARING TIBIAL INSERTS | 7 | YES
P | IMPLANTABLE PROSTHETIC AND OSTEOSYNTHESIS DEVICES | P090905020202 | REVISION KNEE PROSTHESES FIXED BEARING TIBIAL INSERTS | 7 | YES
P | IMPLANTABLE PROSTHETIC AND OSTEOSYNTHESIS DEVICES | P090906 | KNEE PROSTHESES FOR LARGE RESECTIONS | 4 | YES
P | IMPLANTABLE PROSTHETIC AND OSTEOSYNTHESIS DEVICES | P090907 | PATELLO-FEMORAL KNEE PROSTHESES | 4 | NO
P | IMPLANTABLE PROSTHETIC AND OSTEOSYNTHESIS DEVICES | P09090701 | FEMORAL TROCHLEA RESURFACING COMPONENTS | 5 | YES
P | IMPLANTABLE PROSTHETIC AND OSTEOSYNTHESIS DEVICES | P09090702 | PATELLAR COMPONENTS | 5 | NO
P | IMPLANTABLE PROSTHETIC AND OSTEOSYNTHESIS DEVICES | P0909070201 | PATELLAR COMPONENTS, MONOBLOCK | 6 | YES
P | IMPLANTABLE PROSTHETIC AND OSTEOSYNTHESIS DEVICES | P0909070202 | PATELLAR COMPONENTS, MODULAR | 6 | YES
P | IMPLANTABLE PROSTHETIC AND OSTEOSYNTHESIS DEVICES | P090908 | KNEE PROSTHESES SPACERS | 4 | YES
P | IMPLANTABLE PROSTHETIC AND OSTEOSYNTHESIS DEVICES | P090980 | KNEE PROSTHESES - ACCESSORIES | 4 | NO
P | IMPLANTABLE PROSTHETIC AND OSTEOSYNTHESIS DEVICES | P09098001 | KNEE PROSTHESES AUGMENTS | 5 | YES
P | IMPLANTABLE PROSTHETIC AND OSTEOSYNTHESIS DEVICES | P09098002 | KNEE PROSTHESES ADAPTERS (INCLUDING CONES AND SLEEVES) | 5 | YES
P | IMPLANTABLE PROSTHETIC AND OSTEOSYNTHESIS DEVICES | P09098003 | KNEE PROSTHESES OBTURATORS AND PLUGS | 5 | YES
P | IMPLANTABLE PROSTHETIC AND OSTEOSYNTHESIS DEVICES | P09098004 | KNEE PROSTHESES CENTRALISERS | 5 | YES
P | IMPLANTABLE PROSTHETIC AND OSTEOSYNTHESIS DEVICES | P09098006 | KNEE PROSTHESES STEMS | 5 | NO
P | IMPLANTABLE PROSTHETIC AND OSTEOSYNTHESIS DEVICES | P0909800601 | KNEE PROSTHESES FEMORAL STEMS | 6 | YES
P | IMPLANTABLE PROSTHETIC AND OSTEOSYNTHESIS DEVICES | P0909800602 | KNEE PROSTHESES TIBIAL STEMS | 6 | YES
P | IMPLANTABLE PROSTHETIC AND OSTEOSYNTHESIS DEVICES | P09098099 | KNEE PROSTHESES - ACCESSORIES - OTHER | 5 | YES
P | IMPLANTABLE PROSTHETIC AND OSTEOSYNTHESIS DEVICES | P090999 | KNEE PROSTHESES - OTHER | 4 | YES
P | IMPLANTABLE PROSTHETIC AND OSTEOSYNTHESIS DEVICES | P0910 | LIGAMENT PROSTHESES | 3 | YES
P | IMPLANTABLE PROSTHETIC AND OSTEOSYNTHESIS DEVICES | P0912 | OSTEOSYNTHESIS DEVICES, DEVICES FOR TENDON AND LIGAMENT SYNTHESIS | 3 | NO
P | IMPLANTABLE PROSTHETIC AND OSTEOSYNTHESIS DEVICES | P091201 | OSTEOSYNTHESIS STAPLES AND ANCHORS | 4 | NO
P | IMPLANTABLE PROSTHETIC AND OSTEOSYNTHESIS DEVICES | P09120101 | OSTEOSYNTHESIS STAPLES | 5 | YES
P | IMPLANTABLE PROSTHETIC AND OSTEOSYNTHESIS DEVICES | P09120102 | ANCHORS, TENDON AND LIGAMENT SYNTHESIS | 5 | YES
P | IMPLANTABLE PROSTHETIC AND OSTEOSYNTHESIS DEVICES | P091202 | BONE FIXATION NAILS | 4 | NO
P | IMPLANTABLE PROSTHETIC AND OSTEOSYNTHESIS DEVICES | P09120201 | INTRAMEDULLARY NAILS | 5 | YES
P | IMPLANTABLE PROSTHETIC AND OSTEOSYNTHESIS DEVICES | P09120202 | INTRAMEDULLARY NAILS IN COMPLEX SYSTEMS | 5 | YES
P | IMPLANTABLE PROSTHETIC AND OSTEOSYNTHESIS DEVICES | P09120299 | OSTEOSYNTHESIS NAILS - OTHER | 5 | YES
P | IMPLANTABLE PROSTHETIC AND OSTEOSYNTHESIS DEVICES | P091203 | BONE FIXATION WIRES | 4 | NO
P | IMPLANTABLE PROSTHETIC AND OSTEOSYNTHESIS DEVICES | P09120301 | KIRSCHNER BONE WIRES | 5 | YES
P | IMPLANTABLE PROSTHETIC AND OSTEOSYNTHESIS DEVICES | P09120302 | CERCLAGE DEVICES, WIRES AND BINDERS | 5 | YES
P | IMPLANTABLE PROSTHETIC AND OSTEOSYNTHESIS DEVICES | P09120399 | BONE FIXATION WIRES - OTHER | 5 | YES
P | IMPLANTABLE PROSTHETIC AND OSTEOSYNTHESIS DEVICES | P091204 | EXTERNAL BONE FIXATION SYSTEMS | 4 | NO
P | IMPLANTABLE PROSTHETIC AND OSTEOSYNTHESIS DEVICES | P09120401 | BONE FIXATION SYSTEMS | 5 | NO
P | IMPLANTABLE PROSTHETIC AND OSTEOSYNTHESIS DEVICES | P0912040101 | RADIAL BONE FIXATION SYSTEMS | 6 | YES
P | IMPLANTABLE PROSTHETIC AND OSTEOSYNTHESIS DEVICES | P0912040102 | AXIAL BONE FIXATION SYSTEMS | 6 | YES
P | IMPLANTABLE PROSTHETIC AND OSTEOSYNTHESIS DEVICES | P09120402 | SCREWS | 5 | YES
P | IMPLANTABLE PROSTHETIC AND OSTEOSYNTHESIS DEVICES | P09120403 | OSTEOSYNTHESIS DISTRACTORS | 5 | YES
P | IMPLANTABLE PROSTHETIC AND OSTEOSYNTHESIS DEVICES | P09120499 | EXTERNAL BONE FIXATION SYSTEMS - OTHER | 5 | YES
P | IMPLANTABLE PROSTHETIC AND OSTEOSYNTHESIS DEVICES | P091205 | BONE FIXATION PLATES | 4 | NO
P | IMPLANTABLE PROSTHETIC AND OSTEOSYNTHESIS DEVICES | P09120501 | OSTEOSYNTHESIS COMPRESSION PLATES | 5 | YES
P | IMPLANTABLE PROSTHETIC AND OSTEOSYNTHESIS DEVICES | P09120502 | OSTEOSYNTHESIS NEUTRALISATION AND SUPPORT PLATES | 5 | YES
P | IMPLANTABLE PROSTHETIC AND OSTEOSYNTHESIS DEVICES | P09120503 | OSTEOSYNTHESIS SCREW-PLATE SYSTEMS | 5 | YES
P | IMPLANTABLE PROSTHETIC AND OSTEOSYNTHESIS DEVICES | P09120504 | OSTEOSYNTHESIS BLADE-PLATE SYSTEMS | 5 | YES
P | IMPLANTABLE PROSTHETIC AND OSTEOSYNTHESIS DEVICES | P09120599 | BONE FIXATION PLATES - OTHER | 5 | YES
P | IMPLANTABLE PROSTHETIC AND OSTEOSYNTHESIS DEVICES | P091206 | BONE FIXATION SCREWS, TENDON AND LIGAMENT SYNTHESIS SCREWS | 4 | NO
P | IMPLANTABLE PROSTHETIC AND OSTEOSYNTHESIS DEVICES | P09120601 | CORTICAL SCREWS | 5 | YES
P | IMPLANTABLE PROSTHETIC AND OSTEOSYNTHESIS DEVICES | P09120602 | CANCELLOUS SCREWS | 5 | YES
P | IMPLANTABLE PROSTHETIC AND OSTEOSYNTHESIS DEVICES | P09120603 | CANNULATED SCREWS | 5 | YES
P | IMPLANTABLE PROSTHETIC AND OSTEOSYNTHESIS DEVICES | P09120604 | OSTEOSYNTHESIS NAIL-SCREW SYSTEMS | 5 | YES
P | IMPLANTABLE PROSTHETIC AND OSTEOSYNTHESIS DEVICES | P09120605 | INTERFERENCE SCREWS | 5 | YES
P | IMPLANTABLE PROSTHETIC AND OSTEOSYNTHESIS DEVICES | P09120606 | OSTEOSYNTHESIS DEVICES, BIODEGRADABLE SCREWS AND BARS | 5 | YES
P | IMPLANTABLE PROSTHETIC AND OSTEOSYNTHESIS DEVICES | P09120699 | BONE FIXATION SCREWS, TENDON AND LIGAMENT SYNTHESIS SCREWS - OTHER | 5 | YES
P | IMPLANTABLE PROSTHETIC AND OSTEOSYNTHESIS DEVICES | P091280 | OSTEOSYNTHESIS DEVICES, DEVICES FOR TENDON AND LIGAMENT SYNTHESIS - ACCESSORIES | 4 | YES
P | IMPLANTABLE PROSTHETIC AND OSTEOSYNTHESIS DEVICES | P091299 | OSTEOSYNTHESIS DEVICES, DEVICES FOR TENDON AND LIGAMENT SYNTHESIS - OTHER | 4 | YES
P | IMPLANTABLE PROSTHETIC AND OSTEOSYNTHESIS DEVICES | P0913 | ORTHOPAEDIC IMPLANT INSTRUMENTS, SINGLE-USE | 3 | NO
P | IMPLANTABLE PROSTHETIC AND OSTEOSYNTHESIS DEVICES | P091301 | ORTHOPAEDIC IMPLANT REAMERS, SINGLE-USE | 4 | YES
P | IMPLANTABLE PROSTHETIC AND OSTEOSYNTHESIS DEVICES | P091302 | ORTHOPAEDIC IMPLANT BLADES, SINGLE-USE | 4 | YES
P | IMPLANTABLE PROSTHETIC AND OSTEOSYNTHESIS DEVICES | P091303 | ORTHOPAEDIC IMPLANT DRILL BITS, SINGLE-USE | 4 | YES
P | IMPLANTABLE PROSTHETIC AND OSTEOSYNTHESIS DEVICES | P091304 | CRANIAL PERFORATORS, SINGLE-USE | 4 | YES
P | IMPLANTABLE PROSTHETIC AND OSTEOSYNTHESIS DEVICES | P091305 | BONE SAWS, SINGLE-USE | 4 | YES
P | IMPLANTABLE PROSTHETIC AND OSTEOSYNTHESIS DEVICES | P091399 | ORTHOPAEDIC IMPLANT INSTRUMENTS, SINGLE-USE - OTHER | 4 | YES
P | IMPLANTABLE PROSTHETIC AND OSTEOSYNTHESIS DEVICES | P0990 | ORTHOPAEDIC PROSTHESES - VARIOUS | 3 | NO
P | IMPLANTABLE PROSTHETIC AND OSTEOSYNTHESIS DEVICES | P099001 | ORTHOPAEDIC PROSTHESES CEMENTS AND ACCESSORIES FOR MIXING | 4 | YES
P | IMPLANTABLE PROSTHETIC AND OSTEOSYNTHESIS DEVICES | P099002 | ORTHOPAEDIC CEMENT PREPARATION AND APPLICATION DEVICES AND KITS | 4 | YES
P | IMPLANTABLE PROSTHETIC AND OSTEOSYNTHESIS DEVICES | P099003 | ORTHOPAEDIC PROSTHESES FIXING ELEMENTS - NOT OTHERWISE CLASSIFIED | 4 | YES
P | IMPLANTABLE PROSTHETIC AND OSTEOSYNTHESIS DEVICES | P0999 | ORTHOPAEDIC PROSTHESES, OSTEOSYNTHESIS DEVICES, DEVICES FOR TENDON AND LIGAMENT SYNTHESIS - OTHER | 3 | YES
P | IMPLANTABLE PROSTHETIC AND OSTEOSYNTHESIS DEVICES | P10 | EXTRA-VASCULAR SUPPORT PROSTHESES | 2 | NO
P | IMPLANTABLE PROSTHETIC AND OSTEOSYNTHESIS DEVICES | P1001 | LOWER LIMB EXTRAVENOUS VALVE SUPPORT PROSTHESES | 3 | YES
P | IMPLANTABLE PROSTHETIC AND OSTEOSYNTHESIS DEVICES | P1002 | CORONARY BYPASS EXTRAVENOUS SUPPORTS | 3 | YES
P | IMPLANTABLE PROSTHETIC AND OSTEOSYNTHESIS DEVICES | P1099 | EXTRAVASCULAR SUPPORT PROSTHESES - OTHER | 3 | YES
P | IMPLANTABLE PROSTHETIC AND OSTEOSYNTHESIS DEVICES | P90 | IMPLANTABLE PROSTHETIC AND OSTEOSYNTHESIS DEVICES - VARIOUS | 2 | NO
P | IMPLANTABLE PROSTHETIC AND OSTEOSYNTHESIS DEVICES | P9001 | TEMPORARY TISSUE EXPANDERS | 3 | NO
P | IMPLANTABLE PROSTHETIC AND OSTEOSYNTHESIS DEVICES | P900101 | CYLINDRICAL TISSUE EXPANDERS | 4 | YES
P | IMPLANTABLE PROSTHETIC AND OSTEOSYNTHESIS DEVICES | P900102 | ELLIPTICAL TISSUE EXPANDERS | 4 | YES
P | IMPLANTABLE PROSTHETIC AND OSTEOSYNTHESIS DEVICES | P900103 | BREAST TISSUE EXPANDERS | 4 | YES
P | IMPLANTABLE PROSTHETIC AND OSTEOSYNTHESIS DEVICES | P900104 | RECTANGULAR TISSUE EXPANDERS | 4 | YES
P | IMPLANTABLE PROSTHETIC AND OSTEOSYNTHESIS DEVICES | P900105 | ROUND TISSUE EXPANDERS | 4 | YES
P | IMPLANTABLE PROSTHETIC AND OSTEOSYNTHESIS DEVICES | P900106 | SEMILUNAR OR CRESCENT TISSUE EXPANDERS | 4 | YES
P | IMPLANTABLE PROSTHETIC AND OSTEOSYNTHESIS DEVICES | P900199 | TISSUE EXPANDERS - OTHER | 4 | YES
P | IMPLANTABLE PROSTHETIC AND OSTEOSYNTHESIS DEVICES | P9002 | SURGICAL MESHES | 3 | NO
P | IMPLANTABLE PROSTHETIC AND OSTEOSYNTHESIS DEVICES | P900201 | POLYGLYCOLIC ACID AND ASSOCIATIONS MESHES | 4 | YES
P | IMPLANTABLE PROSTHETIC AND OSTEOSYNTHESIS DEVICES | P900202 | POLYPROPYLENE SURGICAL MESHES | 4 | YES
P | IMPLANTABLE PROSTHETIC AND OSTEOSYNTHESIS DEVICES | P900203 | PTFE SURGICAL MESHES | 4 | YES
P | IMPLANTABLE PROSTHETIC AND OSTEOSYNTHESIS DEVICES | P900204 | SURGICAL MESHES, MORE THAN ONE COMPONENT | 4 | YES
P | IMPLANTABLE PROSTHETIC AND OSTEOSYNTHESIS DEVICES | P900205 | POLYESTER SURGICAL MESHES | 4 | YES
P | IMPLANTABLE PROSTHETIC AND OSTEOSYNTHESIS DEVICES | P900206 | METALLIC SURGICAL MESHES | 4 | YES
P | IMPLANTABLE PROSTHETIC AND OSTEOSYNTHESIS DEVICES | P900299 | SURGICAL MESHES - OTHER | 4 | YES
P | IMPLANTABLE PROSTHETIC AND OSTEOSYNTHESIS DEVICES | P9003 | TISSUE PATCHES | 3 | NO
P | IMPLANTABLE PROSTHETIC AND OSTEOSYNTHESIS DEVICES | P900301 | PTFE TISSUE PATCHES | 4 | YES
P | IMPLANTABLE PROSTHETIC AND OSTEOSYNTHESIS DEVICES | P900302 | POLYESTER TISSUE PATCHES | 4 | YES
P | IMPLANTABLE PROSTHETIC AND OSTEOSYNTHESIS DEVICES | P900399 | TISSUE PATCHES - OTHER | 4 | YES
P | IMPLANTABLE PROSTHETIC AND OSTEOSYNTHESIS DEVICES | P9004 | STRUCTURES FILLING, REPLACEMENT AND RECONSTRUCTION DEVICES | 3 | NO
P | IMPLANTABLE PROSTHETIC AND OSTEOSYNTHESIS DEVICES | P900401 | BONE AND TENDON REPLACEMENT DEVICES | 4 | YES
P | IMPLANTABLE PROSTHETIC AND OSTEOSYNTHESIS DEVICES | P900402 | RESORBABLE FILLING AND RECONSTRUCTION DEVICES | 4 | YES
P | IMPLANTABLE PROSTHETIC AND OSTEOSYNTHESIS DEVICES | P900403 | NON-RESORBABLE FILLING AND RECONSTRUCTION DEVICES | 4 | YES
P | IMPLANTABLE PROSTHETIC AND OSTEOSYNTHESIS DEVICES | P900404 | AUTOLOGOUS GRAFT SUPPORTS | 4 | YES
P | IMPLANTABLE PROSTHETIC AND OSTEOSYNTHESIS DEVICES | P9005 | IMPLANTABLE SPACERS FOR PROTECTION DURING RADIATION THERAPY | 3 | YES
P | IMPLANTABLE PROSTHETIC AND OSTEOSYNTHESIS DEVICES | P9006 | IMPLANTABLE MARKERS FOR THERAPEUTIC AND DIAGNOSTIC PROCEDURES | 3 | YES
P | IMPLANTABLE PROSTHETIC AND OSTEOSYNTHESIS DEVICES | P9099 | IMPLANTABLE PROSTHETIC DEVICES - OTHER | 3 | YES
Q | DENTAL, OPHTHALMOLOGIC AND ENT DEVICES | Q | DENTAL, OPHTHALMOLOGIC AND ENT DEVICES | 1 | NO
Q | DENTAL, OPHTHALMOLOGIC AND ENT DEVICES | Q01 | DENTAL DEVICES | 2 | NO
Q | DENTAL, OPHTHALMOLOGIC AND ENT DEVICES | Q0101 | DEVICES FOR CONSERVATIVE DENTISTRY AND ENDODONTICS | 3 | NO
Q | DENTAL, OPHTHALMOLOGIC AND ENT DEVICES | Q010101 | DENTAL RESTORATION DEVICES | 4 | NO
Q | DENTAL, OPHTHALMOLOGIC AND ENT DEVICES | Q01010101 | AMALGAMS FOR RESTORATIVE DENTISTRY | 5 | YES
Q | DENTAL, OPHTHALMOLOGIC AND ENT DEVICES | Q01010102 | TEMPORARY AND PERMANENT DENTAL RESTORATION CEMENTS | 5 | NO
Q | DENTAL, OPHTHALMOLOGIC AND ENT DEVICES | Q0101010201 | DENTAL BASE CEMENTS | 6 | YES
Q | DENTAL, OPHTHALMOLOGIC AND ENT DEVICES | Q0101010202 | ROOT CANAL CEMENTS | 6 | YES
Q | DENTAL, OPHTHALMOLOGIC AND ENT DEVICES | Q0101010203 | TEMPORARY DENTAL CEMENTS | 6 | YES
Q | DENTAL, OPHTHALMOLOGIC AND ENT DEVICES | Q0101010204 | ENDODONTIC SURGERY CEMENTS | 6 | YES
Q | DENTAL, OPHTHALMOLOGIC AND ENT DEVICES | Q0101010299 | TEMPORARY AND PERMANENT DENTAL RESTORATION CEMENTS - OTHER | 6 | YES
Q | DENTAL, OPHTHALMOLOGIC AND ENT DEVICES | Q01010103 | DENTAL RESTORATIVE COMPOSITES | 5 | YES
Q | DENTAL, OPHTHALMOLOGIC AND ENT DEVICES | Q01010104 | DENTAL BONDING AGENTS | 5 | YES
Q | DENTAL, OPHTHALMOLOGIC AND ENT DEVICES | Q01010105 | DENTAL RESTORATION COMPOMERS | 5 | YES
Q | DENTAL, OPHTHALMOLOGIC AND ENT DEVICES | Q01010106 | DENTAL RESTORATION GLASS IONOMERS | 5 | YES
Q | DENTAL, OPHTHALMOLOGIC AND ENT DEVICES | Q01010199 | DENTAL RESTORATION DEVICES - OTHER | 5 | YES
Q | DENTAL, OPHTHALMOLOGIC AND ENT DEVICES | Q010102 | ROOT CANAL FILLING DEVICES | 4 | NO
Q | DENTAL, OPHTHALMOLOGIC AND ENT DEVICES | Q01010201 | ROOT CANAL FILLING DENTAL PASTES | 5 | YES
Q | DENTAL, OPHTHALMOLOGIC AND ENT DEVICES | Q01010202 | ROOT CANAL FILLING DENTAL CEMENTS | 5 | YES
Q | DENTAL, OPHTHALMOLOGIC AND ENT DEVICES | Q01010203 | DENTAL CONES | 5 | YES
Q | DENTAL, OPHTHALMOLOGIC AND ENT DEVICES | Q01010299 | ROOT CANAL FILLING DEVICES - OTHER | 5 | YES
Q | DENTAL, OPHTHALMOLOGIC AND ENT DEVICES | Q010103 | DENTAL IRRIGATION AND MEDICATION DEVICES | 4 | NO
Q | DENTAL, OPHTHALMOLOGIC AND ENT DEVICES | Q01010301 | DENTAL MEDICATION COMPOUNDS WITH DISINFECTANTS, ANTIBIOTICS AND ANTI-INFLAMMATORIES | 5 | YES
Q | DENTAL, OPHTHALMOLOGIC AND ENT DEVICES | Q01010302 | SOLUTIONS FOR CANAL IRRIGATION | 5 | YES
Q | DENTAL, OPHTHALMOLOGIC AND ENT DEVICES | Q01010399 | DENTAL MEDICATION DEVICES - OTHER | 5 | YES
Q | DENTAL, OPHTHALMOLOGIC AND ENT DEVICES | Q010104 | DENTAL PROCEDURE DEVICES - VARIOUS | 4 | NO
Q | DENTAL, OPHTHALMOLOGIC AND ENT DEVICES | Q01010401 | PAPER AND GUTTA-PERCHA TIPS, MATRICES AND WEDGES FOR DENTISTRY | 5 | YES
Q | DENTAL, OPHTHALMOLOGIC AND ENT DEVICES | Q01010402 | ENAMEL-DENTINAL ETCHING MATERIALS | 5 | YES
Q | DENTAL, OPHTHALMOLOGIC AND ENT DEVICES | Q01010403 | DENTAL ABRASIVE AND POLISHING MATERIALS | 5 | YES
Q | DENTAL, OPHTHALMOLOGIC AND ENT DEVICES | Q010105 | RECONSTRUCTION ENDODONTIC PINS | 4 | YES
Q | DENTAL, OPHTHALMOLOGIC AND ENT DEVICES | Q010199 | CONSERVATIVE DENTISTRY AND ENDODONTICS DEVICES - OTHER | 4 | YES
Q | DENTAL, OPHTHALMOLOGIC AND ENT DEVICES | Q0102 | DEVICES FOR PROSTHETIC DENTISTRY | 3 | NO
Q | DENTAL, OPHTHALMOLOGIC AND ENT DEVICES | Q010201 | DENTAL IMPRESSION MATERIALS | 4 | NO
Q | DENTAL, OPHTHALMOLOGIC AND ENT DEVICES | Q01020101 | DENTAL IMPRESSION ALGINATES | 5 | YES
Q | DENTAL, OPHTHALMOLOGIC AND ENT DEVICES | Q01020102 | DENTAL IMPRESSION VINYLSILOXANS | 5 | YES
Q | DENTAL, OPHTHALMOLOGIC AND ENT DEVICES | Q01020103 | DENTAL IMPRESSION POLYETHERS | 5 | YES
Q | DENTAL, OPHTHALMOLOGIC AND ENT DEVICES | Q01020104 | DENTAL IMPRESSION SILICONES | 5 | YES
Q | DENTAL, OPHTHALMOLOGIC AND ENT DEVICES | Q01020199 | DENTAL IMPRESSION MATERIALS - OTHER | 5 | YES
Q | DENTAL, OPHTHALMOLOGIC AND ENT DEVICES | Q010202 | DENTAL CONTACT INDICATORS | 4 | NO
Q | DENTAL, OPHTHALMOLOGIC AND ENT DEVICES | Q01020201 | ARTICULATION PAPERS | 5 | YES
Q | DENTAL, OPHTHALMOLOGIC AND ENT DEVICES | Q01020202 | SPRAY AND LIQUID DENTAL CONTACT INDICATORS | 5 | YES
Q | DENTAL, OPHTHALMOLOGIC AND ENT DEVICES | Q01020203 | OCCLUSAL WAXES | 5 | YES
Q | DENTAL, OPHTHALMOLOGIC AND ENT DEVICES | Q01020299 | DENTAL CONTACT INDICATORS - OTHER | 5 | YES
Q | DENTAL, OPHTHALMOLOGIC AND ENT DEVICES | Q010204 | RETRACTION WIRES AND GINGIVAL RETRACTORS | 4 | YES
Q | DENTAL, OPHTHALMOLOGIC AND ENT DEVICES | Q010205 | PRE-FORMED RESINS AND DENTAL CROWNS | 4 | NO
Q | DENTAL, OPHTHALMOLOGIC AND ENT DEVICES | Q01020501 | DENTISTRY RESINS | 5 | NO
Q | DENTAL, OPHTHALMOLOGIC AND ENT DEVICES | Q0102050101 | TEMPORARY TEETH RESINS | 6 | YES
Q | DENTAL, OPHTHALMOLOGIC AND ENT DEVICES | Q0102050102 | DENTAL REBASING RESINS | 6 | YES
Q | DENTAL, OPHTHALMOLOGIC AND ENT DEVICES | Q0102050199 | DENTISTRY RESINS - OTHER | 6 | YES
Q | DENTAL, OPHTHALMOLOGIC AND ENT DEVICES | Q01020502 | PRE-FORMED DENTAL CROWNS | 5 | YES
Q | DENTAL, OPHTHALMOLOGIC AND ENT DEVICES | Q010206 | DENTAL PROSTHESES (FOR DENTAL IMPLANTS SEE P010201) | 4 | NO
Q | DENTAL, OPHTHALMOLOGIC AND ENT DEVICES | Q01020601 | MOBILE DENTAL PROSTHESES | 5 | YES
Q | DENTAL, OPHTHALMOLOGIC AND ENT DEVICES | Q01020602 | COMBINED DENTAL PROSTHESES | 5 | YES
Q | DENTAL, OPHTHALMOLOGIC AND ENT DEVICES | Q01020603 | SKELETAL DENTAL PROSTHESES | 5 | YES
Q | DENTAL, OPHTHALMOLOGIC AND ENT DEVICES | Q010407 | ORTHODONTIC CEMENTS | 4 | YES
Q | DENTAL, OPHTHALMOLOGIC AND ENT DEVICES | Q010499 | ORTHODONTIC DEVICES - OTHER | 4 | YES
Q | DENTAL, OPHTHALMOLOGIC AND ENT DEVICES | Q0105 | INSTRUMENTS FOR DENTISTRY, SINGLE-USE | 3 | NO
Q | DENTAL, OPHTHALMOLOGIC AND ENT DEVICES | Q010501 | DENTAL BURS AND ABRASIVE DISKS, SINGLE-USE | 4 | YES
Q | DENTAL, OPHTHALMOLOGIC AND ENT DEVICES | Q010502 | DENTAL POLISHING CUPS, SINGLE-USE | 4 | YES
Q | DENTAL, OPHTHALMOLOGIC AND ENT DEVICES | Q010503 | IMPRESSION MATERIAL TRAYS, SINGLE-USE | 4 | YES
Q | DENTAL, OPHTHALMOLOGIC AND ENT DEVICES | Q010504 | DENTISTRY MIRRORS AND STYLETS, SINGLE-USE | 4 | YES
Q | DENTAL, OPHTHALMOLOGIC AND ENT DEVICES | Q010505 | AMALGAM APPLICATORS, SINGLE-USE | 4 | YES
Q | DENTAL, OPHTHALMOLOGIC AND ENT DEVICES | Q010506 | PASTE APPLICATORS, SINGLE-USE | 4 | YES
Q | DENTAL, OPHTHALMOLOGIC AND ENT DEVICES | Q010507 | ENDODONTIC INSTRUMENTS (CANAL ENLARGERS, FILES, RASPS, ETC.), SINGLE-USE | 4 | YES
Q | DENTAL, OPHTHALMOLOGIC AND ENT DEVICES | Q010508 | DENTAL SURGERY INSTRUMENT KITS, SINGLE-USE | 4 | YES
Q | DENTAL, OPHTHALMOLOGIC AND ENT DEVICES | Q010599 | DENTAL INSTRUMENTS, SINGLE-USE - OTHER | 4 | YES
Q | DENTAL, OPHTHALMOLOGIC AND ENT DEVICES | Q0106 | MATERIALS FOR THE PREPARATION OF CUSTOM-MADE DENTAL DEVICES | 3 | NO
Q | DENTAL, OPHTHALMOLOGIC AND ENT DEVICES | Q010601 | DENTAL ALLOYS | 4 | YES
Q | DENTAL, OPHTHALMOLOGIC AND ENT DEVICES | Q010699 | MATERIALS FOR THE PREPARATION OF CUSTOM-MADE DENTAL DEVICES - OTHER | 4 | YES
Q | DENTAL, OPHTHALMOLOGIC AND ENT DEVICES | Q0190 | DENTAL DEVICES - VARIOUS | 3 | NO
Q | DENTAL, OPHTHALMOLOGIC AND ENT DEVICES | Q019001 | SALIVA ASPIRATORS AND SALIVA ABSORBENTS | 4 | YES
Q | DENTAL, OPHTHALMOLOGIC AND ENT DEVICES | Q019002 | DENTISTRY DAMS AND HOOKS, SINGLE-USE | 4 | YES
Q | DENTAL, OPHTHALMOLOGIC AND ENT DEVICES | Q019003 | DENTAL FLOSS AND OTHER DEVICES FOR ORAL HYGIENE (FOR PROFESSIONAL USE) | 4 | YES
Q | DENTAL, OPHTHALMOLOGIC AND ENT DEVICES | Q019004 | DENTAL COTTON ROLLS | 4 | YES
Q | DENTAL, OPHTHALMOLOGIC AND ENT DEVICES | Q019005 | CASTABLE DENTAL POSTS | 4 | YES
Q | DENTAL, OPHTHALMOLOGIC AND ENT DEVICES | Q019006 | DENTAL MATERIAL APPLICATION TIPS AND BRUSHES, SINGLE-USE | 4 | YES
Q | DENTAL, OPHTHALMOLOGIC AND ENT DEVICES | Q019007 | BUCCAL TOPICAL TREATMENT PREPARATIONS NOT INCLUDED IN OTHER CLASSES | 4 | YES
Q | DENTAL, OPHTHALMOLOGIC AND ENT DEVICES | Q019008 | DENTINAL DESENSITISERS | 4 | YES
Q | DENTAL, OPHTHALMOLOGIC AND ENT DEVICES | Q0199 | ODONTOLOGY DEVICES - OTHER | 3 | YES
Q | DENTAL, OPHTHALMOLOGIC AND ENT DEVICES | Q02 | OPHTHALMIC DEVICES | 2 | NO
Q | DENTAL, OPHTHALMOLOGIC AND ENT DEVICES | Q0201 | OPHTHALMIC MICROKNIVES AND CUTTING DEVICES | 3 | NO
Q | DENTAL, OPHTHALMOLOGIC AND ENT DEVICES | Q020101 | OPHTHALMIC MICROKNIVES | 4 | NO
Q | DENTAL, OPHTHALMOLOGIC AND ENT DEVICES | Q02010101 | OPHTHALMIC MICROKNIVES, STRAIGHT | 5 | YES
Q | DENTAL, OPHTHALMOLOGIC AND ENT DEVICES | Q02010102 | OPHTHALMIC MICROKNIVES, ANGLED | 5 | YES
Q | DENTAL, OPHTHALMOLOGIC AND ENT DEVICES | Q02010103 | OPHTHALMIC CALIBRATED MICROKNIVES, PHACO (UPPER SHARPENED BEVEL UP, DOUBLE EDGED, GLAZED) | 5 | YES
Q | DENTAL, OPHTHALMOLOGIC AND ENT DEVICES | Q02010199 | OPHTHALMIC MICROKNIVES - OTHER | 5 | YES
Q | DENTAL, OPHTHALMOLOGIC AND ENT DEVICES | Q020102 | SCLERAL SCALPELS | 4 | YES
Q | DENTAL, OPHTHALMOLOGIC AND ENT DEVICES | Q020199 | OPHTHALMIC CUTTING DEVICES - OTHER | 4 | YES
Q | DENTAL, OPHTHALMOLOGIC AND ENT DEVICES | Q0202 | DEVICES FOR CORNEA EXPLANTATION AND TRANSPLANTATION | 3 | NO
Q | DENTAL, OPHTHALMOLOGIC AND ENT DEVICES | Q020201 | CORNEAL PUNCHES AND TREPHINES, SINGLE-USE | 4 | YES
Q | DENTAL, OPHTHALMOLOGIC AND ENT DEVICES | Q020202 | CORNEAL DRILLS, SINGLE-USE (MECHANICAL AND HAND-ASSISTED) | 4 | YES
Q | DENTAL, OPHTHALMOLOGIC AND ENT DEVICES | Q020203 | CORNEAL MARKERS | 4 | YES
Q | DENTAL, OPHTHALMOLOGIC AND ENT DEVICES | Q020204 | CORNEAL EXPLANTS STORING AND TRANSPORT SUBSTANCES | 4 | YES
Q | DENTAL, OPHTHALMOLOGIC AND ENT DEVICES | Q020299 | CORNEA EXPLANTATION AND TRANSPLANTATION DEVICES - OTHER | 4 | YES
Q | DENTAL, OPHTHALMOLOGIC AND ENT DEVICES | Q0203 | GASEOUS, LIQUID AND VISCOELASTIC FLUIDS FOR OPHTHALMIC SURGERY AND CLINICAL OPHTHALMOLOGY | 3 | NO
Q | DENTAL, OPHTHALMOLOGIC AND ENT DEVICES | Q020301 | OPHTHALMIC SURGERY, GASEOUS FLUIDS | 4 | NO
Q | DENTAL, OPHTHALMOLOGIC AND ENT DEVICES | Q02030101 | INTRAOCULAR FLUORINATED DERIVATIVES | 5 | YES
Q | DENTAL, OPHTHALMOLOGIC AND ENT DEVICES | Q02030199 | OPHTHALMIC SURGERY, GASEOUS FLUIDS – OTHER | 5 | YES
Q | DENTAL, OPHTHALMOLOGIC AND ENT DEVICES | Q020302 | OPHTHALMOLOGY, LIQUID FLUIDS | 4 | NO
Q | DENTAL, OPHTHALMOLOGIC AND ENT DEVICES | Q02030201 | OPHTHALMIC DYES | 5 | YES
Q | DENTAL, OPHTHALMOLOGIC AND ENT DEVICES | Q02030202 | OPHTHALMIC SURGERY, SILICONE OILS, PURE AND COMBINED WITH OTHER SUBSTANCES | 5 | YES
Q | DENTAL, OPHTHALMOLOGIC AND ENT DEVICES | Q02030203 | OPHTHALMIC SURGERY BALANCED SALINE SOLUTIONS | 5 | YES
Q | DENTAL, OPHTHALMOLOGIC AND ENT DEVICES | Q02030204 | CONTACT LENSES STORING AND CLEANING SOLUTIONS | 5 | YES
Q | DENTAL, OPHTHALMOLOGIC AND ENT DEVICES | Q02030205 | OPHTHALMIC SURGERY, PERFLUOROCARBONS PURE AND COMBINED WITH OTHER SUBSTANCES | 5 | YES
Q | DENTAL, OPHTHALMOLOGIC AND ENT DEVICES | Q02030206 | EYE LUBRICANT SOLUTIONS | 5 | YES
Q | DENTAL, OPHTHALMOLOGIC AND ENT DEVICES | Q02030299 | OPHTHALMOLOGY, LIQUID FLUIDS - OTHER | 5 | YES
Q | DENTAL, OPHTHALMOLOGIC AND ENT DEVICES | Q020303 | OPHTHALMOLOGY, VISCOELASTIC FLUIDS | 4 | NO
Q | DENTAL, OPHTHALMOLOGIC AND ENT DEVICES | Q02030301 | OPHTHALMOLOGY, HYALURONIC ACID AND DERIVATIVES | 5 | YES
Q | DENTAL, OPHTHALMOLOGIC AND ENT DEVICES | Q02030399 | OPHTHALMOLOGY, VISCOELASTIC FLUIDS - OTHER | 5 | YES
Q | DENTAL, OPHTHALMOLOGIC AND ENT DEVICES | Q0204 | VITRECTOMY DEVICES | 3 | NO
Q | DENTAL, OPHTHALMOLOGIC AND ENT DEVICES | Q020401 | ANTERIOR VITRECTOMY SETS | 4 | YES
Q | DENTAL, OPHTHALMOLOGIC AND ENT DEVICES | Q020402 | POSTERIOR VITRECTOMY SETS | 4 | YES
Q | DENTAL, OPHTHALMOLOGIC AND ENT DEVICES | Q020403 | OPHTHALMOLOGY LASER THERAPY FIBERS, SINGLE-USE | 4 | NO
Q | DENTAL, OPHTHALMOLOGIC AND ENT DEVICES | Q02040301 | OCULAR ENDOPHOTOCOAGULATION FIBERS, SINGLE-USE | 5 | YES
Q | DENTAL, OPHTHALMOLOGIC AND ENT DEVICES | Q02040302 | OCULAR CYCLOPHOTOCOAGULATION FIBERS, SINGLE-USE | 5 | YES
Q | DENTAL, OPHTHALMOLOGIC AND ENT DEVICES | Q02040399 | OPHTHALMOLOGY LASER THERAPY FIBERS, SINGLE-USE - OTHER | 5 | YES
Q | DENTAL, OPHTHALMOLOGIC AND ENT DEVICES | Q020499 | VITRECTOMY DEVICES - OTHER | 4 | YES
Q | DENTAL, OPHTHALMOLOGIC AND ENT DEVICES | Q0205 | RETINAL DETACHMENT DEVICES | 3 | NO
Q | DENTAL, OPHTHALMOLOGIC AND ENT DEVICES | Q020501 | RETINAL CERCLAGE BANDS | 4 | YES
Q | DENTAL, OPHTHALMOLOGIC AND ENT DEVICES | Q020502 | RETINAL DETACHMENT RAILS | 4 | YES
Q | DENTAL, OPHTHALMOLOGIC AND ENT DEVICES | Q020503 | RETINAL SPONGES | 4 | YES
Q | DENTAL, OPHTHALMOLOGIC AND ENT DEVICES | Q020504 | RETINAL DETACHMENT CLIPS, METALLIC | 4 | YES
Q | DENTAL, OPHTHALMOLOGIC AND ENT DEVICES | Q020599 | RETINAL DETACHMENT DEVICES - OTHER | 4 | YES
Q | DENTAL, OPHTHALMOLOGIC AND ENT DEVICES | Q0206 | PHACOEMULSIFICATION DEVICES | 3 | NO
Q | DENTAL, OPHTHALMOLOGIC AND ENT DEVICES | Q020601 | PHACOEMULSIFICATION SETS | 4 | YES
Q | DENTAL, OPHTHALMOLOGIC AND ENT DEVICES | Q020680 | PHACOEMULSIFICATION DEVICES - ACCESSORIES | 4 | YES
Q | DENTAL, OPHTHALMOLOGIC AND ENT DEVICES | Q020699 | PHACOEMULSIFICATION DEVICES - OTHER | 4 | YES
Q | DENTAL, OPHTHALMOLOGIC AND ENT DEVICES | Q0207 | LACRIMAL DUCT DEVICES | 3 | NO
Q | DENTAL, OPHTHALMOLOGIC AND ENT DEVICES | Q020701 | LACRIMAL DUCT DILATORS | 4 | YES
Q | DENTAL, OPHTHALMOLOGIC AND ENT DEVICES | Q020702 | LACRIMAL DUCT OCCLUDERS | 4 | YES
Q | DENTAL, OPHTHALMOLOGIC AND ENT DEVICES | Q020703 | LACRIMAL DUCT PLUGS | 4 | YES
Q | DENTAL, OPHTHALMOLOGIC AND ENT DEVICES | Q020704 | LACRIMAL TUBES, SETS | 4 | YES
Q | DENTAL, OPHTHALMOLOGIC AND ENT DEVICES | Q020705 | LACRIMAL DYSFUNCTIONS, TESTS | 4 | YES
Q | DENTAL, OPHTHALMOLOGIC AND ENT DEVICES | Q020706 | LACRIMAL TUBES, SILICONE | 4 | YES
Q | DENTAL, OPHTHALMOLOGIC AND ENT DEVICES | Q020799 | LACRIMAL DUCT DEVICES - OTHER | 4 | YES
Q | DENTAL, OPHTHALMOLOGIC AND ENT DEVICES | Q0208 | GLAUCOMA DRAINAGES AND KITS | 3 | YES
Q | DENTAL, OPHTHALMOLOGIC AND ENT DEVICES | Q0209 | STRABISMUS DEVICES | 3 | YES
Q | DENTAL, OPHTHALMOLOGIC AND ENT DEVICES | Q0210 | CORRECTIVE OPTICAL DEVICES | 3 | NO
Q | DENTAL, OPHTHALMOLOGIC AND ENT DEVICES | Q021001 | OPHTHALMIC LENSES | 4 | NO
Q | DENTAL, OPHTHALMOLOGIC AND ENT DEVICES | Q02100101 | ORGANIC OPHTHALMIC LENSES (PLASTIC MATERIALS) | 5 | NO
Q | DENTAL, OPHTHALMOLOGIC AND ENT DEVICES | Q0210010101 | MONOFOCAL ORGANIC OPHTHALMIC LENSES | 6 | YES
Q | DENTAL, OPHTHALMOLOGIC AND ENT DEVICES | Q0210010102 | MULTIFOCAL ORGANIC OPHTHALMIC LENSES (BIFOCAL, TRIFOCAL) | 6 | YES
Q | DENTAL, OPHTHALMOLOGIC AND ENT DEVICES | Q0210010103 | PROGRESSIVE ORGANIC OPHTHALMIC LENSES | 6 | YES
Q | DENTAL, OPHTHALMOLOGIC AND ENT DEVICES | Q0210010199 | ORGANIC OPHTHALMIC LENSES - OTHER | 6 | YES
Q | DENTAL, OPHTHALMOLOGIC AND ENT DEVICES | Q02100102 | MINERAL OPHTHALMIC LENSES (GLASS) | 5 | NO
Q | DENTAL, OPHTHALMOLOGIC AND ENT DEVICES | Q0210010201 | MONOFOCAL MINERAL OPHTHALMIC LENSES | 6 | YES
Q | DENTAL, OPHTHALMOLOGIC AND ENT DEVICES | Q0210010202 | MULTIFOCAL MINERAL OPHTHALMIC LENSES (BIFOCAL, TRIFOCAL) | 6 | YES
Q | DENTAL, OPHTHALMOLOGIC AND ENT DEVICES | Q0210010203 | PROGRESSIVE MINERAL OPHTHALMIC LENSES | 6 | YES
Q | DENTAL, OPHTHALMOLOGIC AND ENT DEVICES | Q0210010299 | MINERAL OPHTHALMIC LENSES - OTHER | 6 | YES
Q | DENTAL, OPHTHALMOLOGIC AND ENT DEVICES | Q021002 | SPECTACLE FRAMES WITHOUT LENSES | 4 | NO
Q | DENTAL, OPHTHALMOLOGIC AND ENT DEVICES | Q02100201 | METAL SPECTACLE FRAMES WITHOUT LENSES | 5 | YES
Q | DENTAL, OPHTHALMOLOGIC AND ENT DEVICES | Q02100202 | PLASTIC SPECTACLE FRAMES WITHOUT LENSES | 5 | YES
Q | DENTAL, OPHTHALMOLOGIC AND ENT DEVICES | Q02100203 | METAL AND PLASTIC SPECTACLE FRAMES WITHOUT LENSES | 5 | YES
Q | DENTAL, OPHTHALMOLOGIC AND ENT DEVICES | Q02100299 | SPECTACLE FRAMES WITHOUT LENSES - OTHER | 5 | YES
Q | DENTAL, OPHTHALMOLOGIC AND ENT DEVICES | Q021003 | READY TO WEAR SPECTACLES | 4 | NO
Q | DENTAL, OPHTHALMOLOGIC AND ENT DEVICES | Q02100301 | READY TO WEAR SPECTACLES WITH ORGANIC LENSES | 5 | NO
Q | DENTAL, OPHTHALMOLOGIC AND ENT DEVICES | Q0210030101 | READY TO WEAR METAL SPECTACLES WITH ORGANIC LENSES | 6 | YES
Q | DENTAL, OPHTHALMOLOGIC AND ENT DEVICES | Q0210030102 | READY TO WEAR PLASTIC SPECTACLES WITH ORGANIC LENSES | 6 | YES
Q | DENTAL, OPHTHALMOLOGIC AND ENT DEVICES | Q0210030103 | READY TO WEAR METAL AND PLASTIC SPECTACLES WITH ORGANIC LENSES | 6 | YES
Q | DENTAL, OPHTHALMOLOGIC AND ENT DEVICES | Q0210030199 | READY TO WEAR SPECTACLES WITH ORGANIC LENSES - OTHER | 6 | YES
Q | DENTAL, OPHTHALMOLOGIC AND ENT DEVICES | Q02100302 | READY TO WEAR SPECTACLES WITH MINERAL LENSES | 5 | NO
Q | DENTAL, OPHTHALMOLOGIC AND ENT DEVICES | Q0210030201 | READY TO WEAR METAL SPECTACLES WITH MINERAL LENSES | 6 | YES
Q | DENTAL, OPHTHALMOLOGIC AND ENT DEVICES | Q0210030202 | READY TO WEAR PLASTIC SPECTACLES WITH MINERAL LENSES | 6 | YES
Q | DENTAL, OPHTHALMOLOGIC AND ENT DEVICES | Q0210030203 | READY TO WEAR METAL AND PLASTIC SPECTACLES WITH MINERAL LENSES | 6 | YES
Q | DENTAL, OPHTHALMOLOGIC AND ENT DEVICES | Q0210030299 | READY TO WEAR SPECTACLES WITH MINERAL LENSES - OTHER | 6 | YES
Q | DENTAL, OPHTHALMOLOGIC AND ENT DEVICES | Q021004 | CONTACT LENSES | 4 | NO
Q | DENTAL, OPHTHALMOLOGIC AND ENT DEVICES | Q02100401 | CONTACT LENSES - HYDROGEL | 5 | NO
Q | DENTAL, OPHTHALMOLOGIC AND ENT DEVICES | Q0210040101 | CONTACT LENSES - HYDROGEL, SINGLE-USE | 6 | NO
Q | DENTAL, OPHTHALMOLOGIC AND ENT DEVICES | Q021004010101 | CONTACT LENSES - HYDROGEL, DAILY SINGLE-USE | 7 | YES
Q | DENTAL, OPHTHALMOLOGIC AND ENT DEVICES | Q021004010102 | CONTACT LENSES - HYDROGEL, EXTENDED SINGLE-USE | 7 | YES
Q | DENTAL, OPHTHALMOLOGIC AND ENT DEVICES | Q0210040102 | CONTACT LENSES - HYDROGEL, REUSABLE | 6 | YES
Q | DENTAL, OPHTHALMOLOGIC AND ENT DEVICES | Q02100402 | CONTACT LENSES - NON HYDROGEL | 5 | YES
Q | DENTAL, OPHTHALMOLOGIC AND ENT DEVICES | Q02100499 | CONTACT LENSES - OTHER | 5 | YES
Q | DENTAL, OPHTHALMOLOGIC AND ENT DEVICES | Q021099 | CORRECTIVE OPTICAL DEVICES - OTHER | 4 | YES
Q | DENTAL, OPHTHALMOLOGIC AND ENT DEVICES | Q0211 | OPHTHALMIC SURGERY INSTRUMENTS, SINGLE-USE | 3 | NO
Q | DENTAL, OPHTHALMOLOGIC AND ENT DEVICES | Q021101 | OCCULAR IRRIGATION AND ASPIRATION CANNULAS, SINGLE-USE | 4 | YES
Q | DENTAL, OPHTHALMOLOGIC AND ENT DEVICES | Q021102 | OPHTHALMIC SURGERY FORCEPS, SINGLE-USE | 4 | YES
Q | DENTAL, OPHTHALMOLOGIC AND ENT DEVICES | Q021103 | OPHTHALMIC SURGERY SCISSORS, SINGLE-USE | 4 | YES
Q | DENTAL, OPHTHALMOLOGIC AND ENT DEVICES | Q021104 | OPHTHALMIC SURGERY MANIPULATORS, SINGLE-USE | 4 | YES
Q | DENTAL, OPHTHALMOLOGIC AND ENT DEVICES | Q021105 | OPHTHALMIC SURGERY NEEDLE HOLDERS, SINGLE-USE | 4 | YES
Q | DENTAL, OPHTHALMOLOGIC AND ENT DEVICES | Q021106 | OPHTHALMIC SURGERY DILATORS, SINGLE-USE | 4 | YES
Q | DENTAL, OPHTHALMOLOGIC AND ENT DEVICES | Q021107 | OPHTHALMIC SURGERY RETRACTORS, SINGLE-USE | 4 | YES
Q | DENTAL, OPHTHALMOLOGIC AND ENT DEVICES | Q021108 | OPHTHALMIC SURGERY PROBES, SINGLE-USE | 4 | YES
Q | DENTAL, OPHTHALMOLOGIC AND ENT DEVICES | Q021109 | OPHTHALMIC SURGERY SPATULAS, SINGLE-USE | 4 | YES
Q | DENTAL, OPHTHALMOLOGIC AND ENT DEVICES | Q021110 | OPHTHALMIC SURGERY SPOONS, SINGLE-USE | 4 | YES
Q | DENTAL, OPHTHALMOLOGIC AND ENT DEVICES | Q021111 | OCULAR IMPLANT INSTRUMENTS, SINGLE-USE | 4 | YES
Q | DENTAL, OPHTHALMOLOGIC AND ENT DEVICES | Q021112 | OCULAR ADNEXA INSTRUMENTS, SINGLE-USE | 4 | YES
Q | DENTAL, OPHTHALMOLOGIC AND ENT DEVICES | Q021113 | OPHTHALMIC SURGERY INSTRUMENT KITS, SINGLE-USE | 4 | YES
Q | DENTAL, OPHTHALMOLOGIC AND ENT DEVICES | Q021199 | OPHTHALMIC SURGERY INSTRUMENTS, SINGLE-USE - OTHER | 4 | YES
Q | DENTAL, OPHTHALMOLOGIC AND ENT DEVICES | Q0290 | OPHTHALMIC DEVICES - VARIOUS | 3 | NO
Q | DENTAL, OPHTHALMOLOGIC AND ENT DEVICES | Q029001 | RIGID MONOCULAR MASKS | 4 | YES
Q | DENTAL, OPHTHALMOLOGIC AND ENT DEVICES | Q029002 | OPHTHALMOLOGICAL DIAGNOSTIC ELECTRODES, SINGLE-USE | 4 | YES
Q | DENTAL, OPHTHALMOLOGIC AND ENT DEVICES | Q029003 | CORNEAL PROTECTION MECHANICAL DEVICES | 4 | YES
Q | DENTAL, OPHTHALMOLOGIC AND ENT DEVICES | Q0299 | OPHTHALMIC DEVICES - OTHER | 3 | YES
Q | DENTAL, OPHTHALMOLOGIC AND ENT DEVICES | Q03 | ENT DEVICES | 2 | NO
Q | DENTAL, OPHTHALMOLOGIC AND ENT DEVICES | Q0301 | NASOPHARYNGEAL DEVICES | 3 | NO
Q | DENTAL, OPHTHALMOLOGIC AND ENT DEVICES | Q030101 | TURBINATE REDUCTION DEVICES | 4 | NO
Q | DENTAL, OPHTHALMOLOGIC AND ENT DEVICES | Q03010101 | RADIOFREQUENCY TURBINATE REDUCTION DEVICES | 5 | YES
Q | DENTAL, OPHTHALMOLOGIC AND ENT DEVICES | Q03010199 | DEVICES FOR TURBINATE REDUCTION - OTHER | 5 | YES
Q | DENTAL, OPHTHALMOLOGIC AND ENT DEVICES | Q030102 | ANTISNORING AND OBSTRUCTIVE SLEEP APNOEA DEVICES | 4 | NO
Q | DENTAL, OPHTHALMOLOGIC AND ENT DEVICES | Q03010201 | RADIOFREQUENCY ANTISNORING AND OBSTRUCTIVE SLEEP APNOEA DEVICES | 5 | YES
Q | DENTAL, OPHTHALMOLOGIC AND ENT DEVICES | Q03010299 | ANTISNORING AND OBSTRUCTIVE SLEEP APNOEA DEVICES - OTHER | 5 | YES
Q | DENTAL, OPHTHALMOLOGIC AND ENT DEVICES | Q030103 | NASAL IRRIGATION SOLUTIONS | 4 | YES
Q | DENTAL, OPHTHALMOLOGIC AND ENT DEVICES | Q030199 | NASOPHARYNGEAL DEVICES - OTHER | 4 | YES
Q | DENTAL, OPHTHALMOLOGIC AND ENT DEVICES | Q0302 | EPISTAXIS DEVICES | 3 | NO
Q | DENTAL, OPHTHALMOLOGIC AND ENT DEVICES | Q030201 | EPISTAXIS CATHETERS | 4 | YES
Q | DENTAL, OPHTHALMOLOGIC AND ENT DEVICES | Q030299 | EPISTAXIS DEVICES - OTHER | 4 | YES
Q | DENTAL, OPHTHALMOLOGIC AND ENT DEVICES | Q0303 | ENT SURGERY INSTRUMENTS, SINGLE-USE | 3 | NO
Q | DENTAL, OPHTHALMOLOGIC AND ENT DEVICES | Q030301 | ENT SURGERY BLADES, SINGLE-USE | 4 | YES
Q | DENTAL, OPHTHALMOLOGIC AND ENT DEVICES | Q030302 | ENT SURGERY BURS AND HANDPIECES, SINGLE-USE | 4 | YES
Q | DENTAL, OPHTHALMOLOGIC AND ENT DEVICES | Q030303 | NASAL MIRRORS, SINGLE-USE | 4 | YES
Q | DENTAL, OPHTHALMOLOGIC AND ENT DEVICES | Q030304 | ENT SURGERY FORCEPS, SINGLE-USE | 4 | YES
Q | DENTAL, OPHTHALMOLOGIC AND ENT DEVICES | Q030305 | ENT SURGERY SCISSORS, SINGLE-USE | 4 | YES
Q | DENTAL, OPHTHALMOLOGIC AND ENT DEVICES | Q030306 | ENT SURGERY CURETTES, SINGLE-USE | 4 | YES
Q | DENTAL, OPHTHALMOLOGIC AND ENT DEVICES | Q030307 | ENT SURGERY DISSECTORS, SINGLE-USE | 4 | YES
Q | DENTAL, OPHTHALMOLOGIC AND ENT DEVICES | Q030308 | ENT SURGERY DILATORS, SINGLE-USE | 4 | YES
Q | DENTAL, OPHTHALMOLOGIC AND ENT DEVICES | Q030309 | ADENOTOMES, SINGLE-USE | 4 | YES
Q | DENTAL, OPHTHALMOLOGIC AND ENT DEVICES | Q030310 | ENT SURGERY HOOKS, SINGLE-USE | 4 | YES
Q | DENTAL, OPHTHALMOLOGIC AND ENT DEVICES | Q030311 | ENT SURGERY RASPS AND FILES, SINGLE-USE | 4 | YES
Q | DENTAL, OPHTHALMOLOGIC AND ENT DEVICES | Q030312 | ENT SURGERY SPATULAS, SINGLE-USE | 4 | YES
Q | DENTAL, OPHTHALMOLOGIC AND ENT DEVICES | Q030313 | ENT SURGERY PROBES, SINGLE-USE | 4 | YES
Q | DENTAL, OPHTHALMOLOGIC AND ENT DEVICES | Q030314 | ENT SURGERY SPOONS, SINGLE-USE | 4 | YES
Q | DENTAL, OPHTHALMOLOGIC AND ENT DEVICES | Q030315 | ENT SURGERY MANIPULATORS, SINGLE-USE | 4 | YES
Q | DENTAL, OPHTHALMOLOGIC AND ENT DEVICES | Q030316 | ENT SURGERY INSTRUMENT KITS NOT INCLUDED IN OTHER CLASSES, SINGLE-USE | 4 | YES
Q | DENTAL, OPHTHALMOLOGIC AND ENT DEVICES | Q030399 | INSTRUMENTS FOR ENT SURGERY, SINGLE-USE - OTHER | 4 | YES
Q | DENTAL, OPHTHALMOLOGIC AND ENT DEVICES | Q0304 | OTOLOGY DEVICES | 3 | NO
Q | DENTAL, OPHTHALMOLOGIC AND ENT DEVICES | Q030401 | EAR DRAINAGE AND VENTILATION DEVICES | 4 | NO
Q | DENTAL, OPHTHALMOLOGIC AND ENT DEVICES | Q03040101 | EAR DRAINAGE AND VENTILATION CATHETERS AND CANNULAS | 5 | YES
Q | DENTAL, OPHTHALMOLOGIC AND ENT DEVICES | Q03040102 | ENDOLYMPHATIC SHUNTS | 5 | YES
Q | DENTAL, OPHTHALMOLOGIC AND ENT DEVICES | Q03040199 | EAR DRAINAGE AND VENTILATION DEVICES - OTHER | 5 | YES
Q | DENTAL, OPHTHALMOLOGIC AND ENT DEVICES | Q030402 | EAR IRRIGATION DEVICES | 4 | NO
Q | DENTAL, OPHTHALMOLOGIC AND ENT DEVICES | Q03040201 | EAR DROPPERS | 5 | YES
Q | DENTAL, OPHTHALMOLOGIC AND ENT DEVICES | Q03040299 | EAR IRRIGATION DEVICES - OTHER | 5 | YES
Q | DENTAL, OPHTHALMOLOGIC AND ENT DEVICES | Q030499 | OTOLOGY DEVICES - OTHER | 4 | YES
Q | DENTAL, OPHTHALMOLOGIC AND ENT DEVICES | Q0399 | ENT DEVICES - OTHER | 3 | YES
R | RESPIRATORY AND ANAESTHESIA DEVICES | R | RESPIRATORY AND ANAESTHESIA DEVICES | 1 | NO
R | RESPIRATORY AND ANAESTHESIA DEVICES | R01 | INTUBATION DEVICES | 2 | NO
R | RESPIRATORY AND ANAESTHESIA DEVICES | R0101 | NASO-OROPHARYNGEAL TUBES | 3 | NO
R | RESPIRATORY AND ANAESTHESIA DEVICES | R010101 | NASOPHARYNGEAL TUBES | 4 | YES
R | RESPIRATORY AND ANAESTHESIA DEVICES | R010102 | GUEDEL AIRWAY TUBES | 4 | YES
R | RESPIRATORY AND ANAESTHESIA DEVICES | R010199 | NASO-OROPHARYNGEAL TUBES - OTHER | 4 | YES
R | RESPIRATORY AND ANAESTHESIA DEVICES | R0102 | LARYNGEAL MASKS AND TUBES | 3 | NO
R | RESPIRATORY AND ANAESTHESIA DEVICES | R010201 | LARYNGEAL MASKS | 4 | NO
R | RESPIRATORY AND ANAESTHESIA DEVICES | R01020101 | LARYNGEAL MASKS, SINGLE-LUMEN | 5 | YES
R | RESPIRATORY AND ANAESTHESIA DEVICES | R01020102 | LARYNGEAL MASKS, DOUBLE-LUMEN | 5 | YES
R | RESPIRATORY AND ANAESTHESIA DEVICES | R01020199 | LARYNGEAL MASKS - OTHER | 5 | YES
R | RESPIRATORY AND ANAESTHESIA DEVICES | R010202 | LARYNGEAL TUBES | 4 | YES
R | RESPIRATORY AND ANAESTHESIA DEVICES | R010203 | LARYNGEAL KITS | 4 | YES
R | RESPIRATORY AND ANAESTHESIA DEVICES | R010280 | LARYNGEAL MASKS AND TUBES - ACCESSORIES | 4 | YES
R | RESPIRATORY AND ANAESTHESIA DEVICES | R010299 | LARYNGEAL MASKS AND TUBES - OTHER | 4 | YES
R | RESPIRATORY AND ANAESTHESIA DEVICES | R0103 | ENDOTRACHEAL TUBES | 3 | NO
R | RESPIRATORY AND ANAESTHESIA DEVICES | R010301 | ENDOTRACHEAL TUBES, CUFFLESS | 4 | NO
R | RESPIRATORY AND ANAESTHESIA DEVICES | R01030101 | ENDOTRACHEAL TUBES, CUFFLESS, NOT REINFORCED | 5 | YES
R | RESPIRATORY AND ANAESTHESIA DEVICES | R01030102 | ENDOTRACHEAL TUBES, CUFFLESS, REINFORCED | 5 | YES
R | RESPIRATORY AND ANAESTHESIA DEVICES | R010302 | ENDOTRACHEAL TUBES, CUFFED | 4 | NO
R | RESPIRATORY AND ANAESTHESIA DEVICES | R01030201 | ENDOTRACHEAL TUBES, CUFFED, NOT REINFORCED | 5 | YES
R | RESPIRATORY AND ANAESTHESIA DEVICES | R01030202 | ENDOTRACHEAL TUBES, CUFFED, REINFORCED | 5 | YES
R | RESPIRATORY AND ANAESTHESIA DEVICES | R010380 | ENDOTRACHEAL TUBES - ACCESSORIES | 4 | NO
R | RESPIRATORY AND ANAESTHESIA DEVICES | R01038001 | ENDOTRACHEAL TUBE CUFFS INFLATION SYSTEMS | 5 | YES
R | RESPIRATORY AND ANAESTHESIA DEVICES | R01038099 | ENDOTRACHEAL TUBES - ACCESSORIES NOT INCLUDED IN OTHER CLASSES | 5 | YES
R | RESPIRATORY AND ANAESTHESIA DEVICES | R010399 | ENDOTRACHEAL TUBES - OTHER | 4 | YES
R | RESPIRATORY AND ANAESTHESIA DEVICES | R0104 | ONE LUNG VENTILATION DEVICES (OLV) | 3 | NO
R | RESPIRATORY AND ANAESTHESIA DEVICES | R010401 | ENDOBRONCHIAL DOUBLE LUMEN TUBES, RIGHT | 4 | NO
R | RESPIRATORY AND ANAESTHESIA DEVICES | R01040102 | ENDOBRONCHIAL OROPHARYNGEAL TUBES, RIGHT | 5 | YES
R | RESPIRATORY AND ANAESTHESIA DEVICES | R01040103 | ENDOBRONCHIAL TUBES, RIGHT, TRACHEOSTOMY | 5 | YES
R | RESPIRATORY AND ANAESTHESIA DEVICES | R01040199 | ENDOBRONCHIAL TUBES, RIGHT - OTHER | 5 | YES
R | RESPIRATORY AND ANAESTHESIA DEVICES | R010402 | ENDOBRONCHIAL DOUBLE LUMEN TUBES, LEFT | 4 | NO
R | RESPIRATORY AND ANAESTHESIA DEVICES | R01040202 | ENDOBRONCHIAL OROPHARYNGEAL TUBES, LEFT | 5 | YES
R | RESPIRATORY AND ANAESTHESIA DEVICES | R01040203 | ENDOBRONCHIAL TUBES, LEFT, TRACHEOSTOMY | 5 | YES
R | RESPIRATORY AND ANAESTHESIA DEVICES | R01040299 | ENDOBRONCHIAL TUBES, LEFT - OTHER | 5 | YES
R | RESPIRATORY AND ANAESTHESIA DEVICES | R010403 | ENDOBRONCHIAL BLOCKERS | 4 | YES
R | RESPIRATORY AND ANAESTHESIA DEVICES | R010404 | SINGLE LUMEN TUBES EQUIPPED WITH AN ENDOBRONCHIAL BLOCKER | 4 | YES
R | RESPIRATORY AND ANAESTHESIA DEVICES | R010480 | ONE LUNG VENTILATION DEVICES (OLV) - ACCESSORIES | 4 | YES
R | RESPIRATORY AND ANAESTHESIA DEVICES | R010499 | ONE LUNG VENTILATION DEVICES (OLV) - OTHER | 4 | YES
R | RESPIRATORY AND ANAESTHESIA DEVICES | R0105 | TRACHEOSTOMY AND LARINGECTOMY CANNULAS | 3 | NO
R | RESPIRATORY AND ANAESTHESIA DEVICES | R010501 | TRACHEOSTOMY AND LARINGECTOMY CANNULAS AND KITS, UNCUFFED | 4 | NO
R | RESPIRATORY AND ANAESTHESIA DEVICES | R01050101 | TRACHEOSTOMY CANNULAS, CUFFLESS, NOT REINFORCED, AND KITS | 5 | NO
R | RESPIRATORY AND ANAESTHESIA DEVICES | R0105010101 | TRACHEOSTOMIC CANNULAS, CUFFLESS, NOT REINFORCED, WITH FIXED FLANGE, AND KITS | 6 | YES
R | RESPIRATORY AND ANAESTHESIA DEVICES | R0105010102 | TRACHEOSTOMIC CANNULAS, CUFFLESS, NOT REINFORCED, WITH ADJUSTABLE FLANGE, AND KITS | 6 | YES
R | RESPIRATORY AND ANAESTHESIA DEVICES | R01050102 | TRACHEOSTOMIC CANNULAS, CUFFLESS, REINFORCED, AND KITS | 5 | NO
R | RESPIRATORY AND ANAESTHESIA DEVICES | R0105010201 | TRACHEOSTOMIC CANNULAS, CUFFLESS, REINFORCED, WITH FIXED FLANGE, AND KITS | 6 | YES
R | RESPIRATORY AND ANAESTHESIA DEVICES | R0105010202 | TRACHEOSTOMIC CANNULAS, CUFFLESS, REINFORCED, WITH ADJUSTABLE FLANGE, AND KITS | 6 | YES
R | RESPIRATORY AND ANAESTHESIA DEVICES | R010502 | TRACHEOSTOMY AND LARINGECTOMY CANNULAS AND KITS, CUFFED | 4 | NO
R | RESPIRATORY AND ANAESTHESIA DEVICES | R01050201 | TRACHEOSTOMY CANNULAS, CUFFED, NOT REINFORCED, AND KITS | 5 | NO
R | RESPIRATORY AND ANAESTHESIA DEVICES | R0105020101 | TRACHEOSTOMIC CANNULAS, CUFFED, NOT REINFORCED, WITH FIXED FLANGE, AND KITS | 6 | YES
R | RESPIRATORY AND ANAESTHESIA DEVICES | R0105020102 | TRACHEOSTOMIC CANNULAS, CUFFED, NOT REINFORCED, WITH ADJUSTABLE FLANGE, AND KITS | 6 | YES
R | RESPIRATORY AND ANAESTHESIA DEVICES | R01050202 | TRACHEOSTOMY CANNULAS, CUFFED, REINFORCED, AND KITS | 5 | NO
R | RESPIRATORY AND ANAESTHESIA DEVICES | R0105020201 | TRACHEOSTOMIC CANNULAS, CUFFED, REINFORCED, WITH FIXED FLANGE, AND KITS | 6 | YES
R | RESPIRATORY AND ANAESTHESIA DEVICES | R0105020202 | TRACHEOSTOMIC CANNULAS, CUFFED, REINFORCED, WITH ADJUSTABLE FLANGE, AND KITS | 6 | YES
R | RESPIRATORY AND ANAESTHESIA DEVICES | R010503 | TRACHEOSTOMY INNER CANNULAS | 4 | YES
R | RESPIRATORY AND ANAESTHESIA DEVICES | R010580 | TRACHEOSTOMY AND LARINGECTOMY CANNULAS - ACCESSORIES | 4 | NO
R | RESPIRATORY AND ANAESTHESIA DEVICES | R01058001 | TRACHEOSTOMIC CANNULAS SUPPORTS | 5 | YES
R | RESPIRATORY AND ANAESTHESIA DEVICES | R01058002 | TRACHEOSTOMY FILTERS | 5 | YES
R | RESPIRATORY AND ANAESTHESIA DEVICES | R01058099 | TRACHEOSTOMY AND LARYNGECTOMY CANNULAS - VARIOUS ACCESSORIES | 5 | YES
R | RESPIRATORY AND ANAESTHESIA DEVICES | R010599 | TRACHEOSTOMY AND LARYNGECTOMY CANNULAS - OTHER | 4 | YES
R | RESPIRATORY AND ANAESTHESIA DEVICES | R0106 | PERCUTANEOUS TRACHEOSTOMY KITS | 3 | NO
R | RESPIRATORY AND ANAESTHESIA DEVICES | R010601 | CIAGLIA TRACHEOSTOMY KITS | 4 | YES
R | RESPIRATORY AND ANAESTHESIA DEVICES | R010602 | FANTONI TRACHEOSTOMY KITS | 4 | YES
R | RESPIRATORY AND ANAESTHESIA DEVICES | R010603 | GRIGGS TRACHEOSTOMY KITS | 4 | YES
R | RESPIRATORY AND ANAESTHESIA DEVICES | R010604 | SELDINGER TRACHEOSTOMY KITS | 4 | YES
R | RESPIRATORY AND ANAESTHESIA DEVICES | R010699 | PERCUTANEOUS TRACHEOSTOMY KITS - OTHER | 4 | YES
R | RESPIRATORY AND ANAESTHESIA DEVICES | R0180 | INTUBATION DEVICES - ACCESSORIES NOT INCLUDED IN OTHER CLASSES | 3 | NO
R | RESPIRATORY AND ANAESTHESIA DEVICES | R018001 | INTUBATION DEVICE SPINDLES | 4 | YES
R | RESPIRATORY AND ANAESTHESIA DEVICES | R018002 | INTUBATION DEVICE SUPPORTS | 4 | YES
R | RESPIRATORY AND ANAESTHESIA DEVICES | R018003 | CARBON DIOXIDE ABSORBERS | 4 | YES
R | RESPIRATORY AND ANAESTHESIA DEVICES | R018004 | INTUBATION DEVICE GUIDES | 4 | YES
R | RESPIRATORY AND ANAESTHESIA DEVICES | R018099 | INTUBATION DEVICES - ACCESSORIES NOT INCLUDED IN OTHER CLASSES - OTHER | 4 | YES
R | RESPIRATORY AND ANAESTHESIA DEVICES | R0199 | INTUBATION DEVICES - OTHER | 3 | YES
R | RESPIRATORY AND ANAESTHESIA DEVICES | R02 | BREATHING CIRCUITS AND CATHETER MOUNTS | 2 | NO
R | RESPIRATORY AND ANAESTHESIA DEVICES | R0201 | RESPIRATORY CIRCUITS AND KITS | 3 | NO
R | RESPIRATORY AND ANAESTHESIA DEVICES | R020101 | STANDARD BREATHING CIRCUITS | 4 | NO
R | RESPIRATORY AND ANAESTHESIA DEVICES | R02010101 | BREATHING CIRCUITS, W/O WATER TRAP | 5 | YES
R | RESPIRATORY AND ANAESTHESIA DEVICES | R02010102 | BREATHING CIRCUITS, WITH WATER TRAP | 5 | YES
R | RESPIRATORY AND ANAESTHESIA DEVICES | R02010199 | STANDARD BREATHING CIRCUITS - OTHER | 5 | YES
R | RESPIRATORY AND ANAESTHESIA DEVICES | R020102 | COAXIAL BREATHING CIRCUITS | 4 | YES
R | RESPIRATORY AND ANAESTHESIA DEVICES | R020103 | INSULATED BREATHING CIRCUITS | 4 | YES
R | RESPIRATORY AND ANAESTHESIA DEVICES | R020104 | CPAP AND NIV BREATHING CIRCUITS | 4 | NO
R | RESPIRATORY AND ANAESTHESIA DEVICES | R02010401 | CPAP CIRCUITS | 5 | YES
R | RESPIRATORY AND ANAESTHESIA DEVICES | R02010402 | NIV CIRCUITS | 5 | YES
R | RESPIRATORY AND ANAESTHESIA DEVICES | R020106 | IPPB CIRCUITS | 4 | YES
R | RESPIRATORY AND ANAESTHESIA DEVICES | R020107 | THERMOREGULATED BREATHING CIRCUITS | 4 | YES
R | RESPIRATORY AND ANAESTHESIA DEVICES | R020108 | RESPIRATORY GAS MONITORING AND SAMPLING CIRCUITS AND KITS | 4 | YES
R | RESPIRATORY AND ANAESTHESIA DEVICES | R020109 | SPIROMETRY CIRCUITS AND KITS | 4 | YES
R | RESPIRATORY AND ANAESTHESIA DEVICES | R020199 | BREATHING CIRCUITS AND KITS - OTHER | 4 | YES
R | RESPIRATORY AND ANAESTHESIA DEVICES | R0202 | CATHETER MOUNTS | 3 | NO
R | RESPIRATORY AND ANAESTHESIA DEVICES | R020201 | FIXED CATHETER MOUNTS | 4 | YES
R | RESPIRATORY AND ANAESTHESIA DEVICES | R020202 | MOBILE CATHETER MOUNTS | 4 | YES
R | RESPIRATORY AND ANAESTHESIA DEVICES | R020299 | MOUNT CATHETERS - OTHER | 4 | YES
R | RESPIRATORY AND ANAESTHESIA DEVICES | R0203 | ANAESTHESIA AND RESUSCITATION CONNECTORS | 3 | NO
R | RESPIRATORY AND ANAESTHESIA DEVICES | R020301 | RESPIRATORY CIRCUITS CONNECTION PIPES | 4 | YES
R | RESPIRATORY AND ANAESTHESIA DEVICES | R020302 | RESPIRATORY CIRCUITS ADAPTERS AND CONNECTORS | 4 | YES
R | RESPIRATORY AND ANAESTHESIA DEVICES | R020399 | ANESTHESIA AND RESUSCITATION CONNECTORS - OTHER | 4 | YES
R | RESPIRATORY AND ANAESTHESIA DEVICES | R0280 | BREATHING CIRCUITS AND CATHETER MOUNTS - ACCESSORIES | 3 | NO
R | RESPIRATORY AND ANAESTHESIA DEVICES | R028001 | RESPIRATORY CIRCUITS VALVES | 4 | YES
R | RESPIRATORY AND ANAESTHESIA DEVICES | R028002 | RESPIRATORY CIRCUITS SUPPORTS | 4 | YES
R | RESPIRATORY AND ANAESTHESIA DEVICES | R028003 | RESPIRATORY CIRCUITS WATER TRAPS | 4 | YES
R | RESPIRATORY AND ANAESTHESIA DEVICES | R028099 | RESPIRATORY CIRCUITS AND MOUNT CATHETERS - ACCESSORIES NOT INCLUDED IN OTHER CLASSES | 4 | YES
R | RESPIRATORY AND ANAESTHESIA DEVICES | R03 | RESPIRATORY MASKS AND BALLOONS, SINGLE-USE AND REUSABLE | 2 | NO
R | RESPIRATORY AND ANAESTHESIA DEVICES | R0301 | RESPIRATORY MASKS | 3 | NO
R | RESPIRATORY AND ANAESTHESIA DEVICES | R030101 | VENTILATION MASKS | 4 | NO
R | RESPIRATORY AND ANAESTHESIA DEVICES | R03010101 | ANAESTHETIC FACE MASKS | 5 | YES
R | RESPIRATORY AND ANAESTHESIA DEVICES | R03010102 | CPAP AND NIV MASKS | 5 | NO
R | RESPIRATORY AND ANAESTHESIA DEVICES | R0301010201 | CPAP MASKS | 6 | YES
R | RESPIRATORY AND ANAESTHESIA DEVICES | R0301010202 | NIV MASKS | 6 | YES
R | RESPIRATORY AND ANAESTHESIA DEVICES | R03010104 | CPAP AND NIV HELMETS AND KITS | 5 | NO
R | RESPIRATORY AND ANAESTHESIA DEVICES | R0301010401 | CPAP HELMETS AND KITS | 6 | YES
R | RESPIRATORY AND ANAESTHESIA DEVICES | R0301010402 | NIV HELMETS AND KITS | 6 | YES
R | RESPIRATORY AND ANAESTHESIA DEVICES | R03010180 | ARTIFICIAL VENTILATION MASKS - ACCESSORIES | 5 | YES
R | RESPIRATORY AND ANAESTHESIA DEVICES | R03010199 | VENTILATION MASKS - OTHER | 5 | YES
R | RESPIRATORY AND ANAESTHESIA DEVICES | R030102 | AIR/OXYGEN MASKS AND NASAL CANNULAS | 4 | NO
R | RESPIRATORY AND ANAESTHESIA DEVICES | R03010201 | AIR/OXYGEN MASKS | 5 | YES
R | RESPIRATORY AND ANAESTHESIA DEVICES | R03010202 | VENTURI MASKS | 5 | YES
R | RESPIRATORY AND ANAESTHESIA DEVICES | R03010203 | OXYGEN THERAPY NASAL CANNULAS | 5 | NO
R | RESPIRATORY AND ANAESTHESIA DEVICES | R0301020301 | OXYGEN THERAPY STANDARD NASAL CANNULAS (GOGGLES) | 6 | YES
R | RESPIRATORY AND ANAESTHESIA DEVICES | R0301020302 | HIGH FLOW THERAPY NASAL CANNULAS (HFNC) | 6 | YES
R | RESPIRATORY AND ANAESTHESIA DEVICES | R03010204 | OXYGEN ADMINISTRATION TUBINGS | 5 | YES
R | RESPIRATORY AND ANAESTHESIA DEVICES | R03010205 | TRACHEOSTOMY O2 SUPPLIERS | 5 | YES
R | RESPIRATORY AND ANAESTHESIA DEVICES | R03010206 | MASKS WITH RESERVOIR | 5 | YES
R | RESPIRATORY AND ANAESTHESIA DEVICES | R03010207 | OXYGEN THERAPY KITS | 5 | YES
R | RESPIRATORY AND ANAESTHESIA DEVICES | R03010280 | OXYGEN THERAPY MASKS AND NASAL CANNULAS - ACCESSORIES | 5 | YES
R | RESPIRATORY AND ANAESTHESIA DEVICES | R03010299 | OXYGEN THERAPY MASKS AND NASAL CANNULAS - OTHER | 5 | YES
R | RESPIRATORY AND ANAESTHESIA DEVICES | R030103 | AEROSOL THERAPY MASKS AND SYSTEMS | 4 | NO
R | RESPIRATORY AND ANAESTHESIA DEVICES | R03010301 | AEROSOL THERAPY MASKS | 5 | YES
R | RESPIRATORY AND ANAESTHESIA DEVICES | R03010302 | AEROSOL PORTABLE INHALERS | 5 | YES
R | RESPIRATORY AND ANAESTHESIA DEVICES | R03010303 | AEROSOL THERAPY TUBINGS | 5 | YES
R | RESPIRATORY AND ANAESTHESIA DEVICES | R03010304 | AEROSOL THERAPY KITS | 5 | YES
R | RESPIRATORY AND ANAESTHESIA DEVICES | R03010380 | AEROSOL THERAPY SYSTEMS - ACCESSORIES | 5 | YES
R | RESPIRATORY AND ANAESTHESIA DEVICES | R03010399 | AEROSOL THERAPY SYSTEMS - OTHER | 5 | YES
R | RESPIRATORY AND ANAESTHESIA DEVICES | R030180 | RESPIRATORY MASKS - ACCESSORIES NOT INCLUDED IN OTHER CLASSES | 4 | YES
R | RESPIRATORY AND ANAESTHESIA DEVICES | R030199 | RESPIRATORY MASKS - OTHER | 4 | YES
R | RESPIRATORY AND ANAESTHESIA DEVICES | R0302 | RESPIRATORY BALLOONS | 3 | NO
R | RESPIRATORY AND ANAESTHESIA DEVICES | R030201 | VENTILATION BALLOONS | 4 | NO
R | RESPIRATORY AND ANAESTHESIA DEVICES | R03020101 | ANAESTHESIA BALLOONS | 5 | YES
R | RESPIRATORY AND ANAESTHESIA DEVICES | R03020102 | CPAP BALLOONS | 5 | YES
R | RESPIRATORY AND ANAESTHESIA DEVICES | R03020199 | VENTILATION BALLOONS - OTHER | 5 | YES
R | RESPIRATORY AND ANAESTHESIA DEVICES | R030202 | MANUALLY OPERATED VENTILATION BALLOONS | 4 | NO
R | RESPIRATORY AND ANAESTHESIA DEVICES | R03020201 | MANUALLY OPERATED PULMONARY RESUSCITATORS | 5 | YES
R | RESPIRATORY AND ANAESTHESIA DEVICES | R03020202 | SELF-INFLATING VENTILATION BALLOONS | 5 | YES
R | RESPIRATORY AND ANAESTHESIA DEVICES | R030280 | RESPIRATORY BALLONS - ACCESSORIES | 4 | YES
R | RESPIRATORY AND ANAESTHESIA DEVICES | R030299 | RESPIRATORY BALLOONS - OTHER | 4 | YES
R | RESPIRATORY AND ANAESTHESIA DEVICES | R04 | RESPIRATORY FILTERS | 2 | NO
R | RESPIRATORY AND ANAESTHESIA DEVICES | R0401 | VENTILATION FILTERS | 3 | NO
R | RESPIRATORY AND ANAESTHESIA DEVICES | R040101 | ANTIBACTERIAL AND ANTIVIRAL RESPIRATORY FILTERS | 4 | YES
R | RESPIRATORY AND ANAESTHESIA DEVICES | R040102 | ANTIBACTERIAL AND ANTIVIRAL RESPIRATORY FILTERS HUMIDIFIERS | 4 | YES
R | RESPIRATORY AND ANAESTHESIA DEVICES | R040199 | VENTILATION FILTERS - OTHER | 4 | YES
R | RESPIRATORY AND ANAESTHESIA DEVICES | R0402 | NATURAL BREATHING FILTERS | 3 | NO
R | RESPIRATORY AND ANAESTHESIA DEVICES | R040201 | TRACHEOSTOMY HUMIDIFIERS | 4 | YES
R | RESPIRATORY AND ANAESTHESIA DEVICES | R040299 | NATURAL BREATHING FILTERS - OTHER | 4 | YES
R | RESPIRATORY AND ANAESTHESIA DEVICES | R0490 | RESPIRATORY FILTERS - VARIOUS | 3 | NO
R | RESPIRATORY AND ANAESTHESIA DEVICES | R049001 | PULMONARY FUNCTION TEST FILTERS | 4 | YES
R | RESPIRATORY AND ANAESTHESIA DEVICES | R0499 | RESPIRATORY FILTERS - OTHER | 3 | YES
R | RESPIRATORY AND ANAESTHESIA DEVICES | R05 | SUCTION AND DILATATION SYSTEMS FOR THE RESPIRATORY SYSTEM | 2 | NO
R | RESPIRATORY AND ANAESTHESIA DEVICES | R0501 | RESPIRATORY SUCTION PROBES AND SYSTEMS | 3 | NO
R | RESPIRATORY AND ANAESTHESIA DEVICES | R050101 | RESPIRATORY SUCTION PROBES | 4 | NO
R | RESPIRATORY AND ANAESTHESIA DEVICES | R05010101 | RESPIRATORY SUCTION PROBES WITHOUT A CONTROL HOLE | 5 | YES
R | RESPIRATORY AND ANAESTHESIA DEVICES | R05010102 | RESPIRATORY SUCTION PROBES WITH CONTROL HOLE | 5 | YES
R | RESPIRATORY AND ANAESTHESIA DEVICES | R050102 | CLOSED-CIRCUIT RESPIRATORY SUCTION AND IRRIGATION SYSTEMS (NON-ENDOSCOPIC) | 4 | YES
R | RESPIRATORY AND ANAESTHESIA DEVICES | R050103 | MUCOUS ASPIRATORS | 4 | NO
R | RESPIRATORY AND ANAESTHESIA DEVICES | R05010301 | SINGLE-CHAMBER MUCOUS MEMBRANE ASPIRATORS | 5 | YES
R | RESPIRATORY AND ANAESTHESIA DEVICES | R05010302 | DOUBLE-CHAMBER MUCOUS MEMBRANE ASPIRATORS | 5 | YES
R | RESPIRATORY AND ANAESTHESIA DEVICES | R05010399 | MUCOSITY ASPIRATORS - OTHER | 5 | YES
R | RESPIRATORY AND ANAESTHESIA DEVICES | R0502 | RESPIRATORY DILATION SYSTEMS | 3 | NO
R | RESPIRATORY AND ANAESTHESIA DEVICES | R050201 | BRONCHIAL DILATION CATHETERS | 4 | YES
R | RESPIRATORY AND ANAESTHESIA DEVICES | R050280 | RESPIRATORY TRACT EXPANSION SYSTEMS - ACCESSORIES | 4 | YES
R | RESPIRATORY AND ANAESTHESIA DEVICES | R050299 | RESPIRATORY DILATION SYSTEMS - OTHER | 4 | YES
R | RESPIRATORY AND ANAESTHESIA DEVICES | R0580 | RESPIRATORY SYSTEM SUCTION AND DILATATION SYSTEMS - ACCESSORIES NOT INCLUDED IN OTHER CLASSES | 3 | YES
R | RESPIRATORY AND ANAESTHESIA DEVICES | R0599 | RESPIRATORY DEVICES, SUCTION AND DILATION SYSTEMS - OTHER | 3 | YES
R | RESPIRATORY AND ANAESTHESIA DEVICES | R06 | NEBULISATION AND HUMIDIFICATION SYSTEMS | 2 | NO
R | RESPIRATORY AND ANAESTHESIA DEVICES | R0601 | NEBULISATION SYSTEMS | 3 | NO
R | RESPIRATORY AND ANAESTHESIA DEVICES | R060101 | COLD NEBULISATION SYSTEMS | 4 | YES
R | RESPIRATORY AND ANAESTHESIA DEVICES | R060102 | HOT NEBULISATION SYSTEMS | 4 | YES
R | RESPIRATORY AND ANAESTHESIA DEVICES | R0602 | HUMIDIFICATION SYSTEMS | 3 | NO
R | RESPIRATORY AND ANAESTHESIA DEVICES | R060201 | ACTIVE VENTILATION HUMIDIFICATION SYSTEMS, | 4 | YES
R | RESPIRATORY AND ANAESTHESIA DEVICES | R060202 | OXYGEN ADMINISTRATION HUMIDIFICATION SYSTEMS | 4 | YES
R | RESPIRATORY AND ANAESTHESIA DEVICES | R060203 | INHALATION THERAPY HUMIDIFICATION LIQUIDS | 4 | YES
R | RESPIRATORY AND ANAESTHESIA DEVICES | R060280 | HUMIDIFICATION SYSTEMS - ACCESSORIES | 4 | YES
R | RESPIRATORY AND ANAESTHESIA DEVICES | R060299 | HUMIDIFICATION SYSTEMS - OTHER | 4 | YES
R | RESPIRATORY AND ANAESTHESIA DEVICES | R0680 | NEBULISATION AND HUMIDIFICATION SYSTEMS - ACCESSORIES NOT INCLUDED IN OTHER CLASSES | 3 | YES
R | RESPIRATORY AND ANAESTHESIA DEVICES | R0699 | NEBULISATION AND HUMIDIFICATION SYSTEMS - OTHER | 3 | YES
R | RESPIRATORY AND ANAESTHESIA DEVICES | R07 | BRONCHOPULMONARY ENDOSCOPY DEVICES, SINGLE-USE | 2 | NO
R | RESPIRATORY AND ANAESTHESIA DEVICES | R0701 | BRONCHOPULMONARY ENDOSCOPY PROBES, SINGLE-USE | 3 | NO
R | RESPIRATORY AND ANAESTHESIA DEVICES | R070101 | BRONCHOSCOPY PROBES, SINGLE-USE | 4 | YES
R | RESPIRATORY AND ANAESTHESIA DEVICES | R070102 | RESPIRATORY SYSTEM ENDOSCOPIC HEMOSTASIS PROBES, SINGLE-USE | 4 | YES
R | RESPIRATORY AND ANAESTHESIA DEVICES | R070103 | BRONCHIAL ASPIRATION AND WASHING PROBES, SINGLE-USE | 4 | YES
R | RESPIRATORY AND ANAESTHESIA DEVICES | R070180 | BRONCHOPULMONARY ENDOSCOPY PROBES, SINGLE-USE - ACCESSORIES | 4 | YES
R | RESPIRATORY AND ANAESTHESIA DEVICES | R070199 | BRONCHOPULMONARY ENDOSCOPY PROBES, SINGLE-USE - OTHER | 4 | YES
R | RESPIRATORY AND ANAESTHESIA DEVICES | R0702 | BRONCHOSCOPIC SURGERY INSTRUMENTS, SINGLE-USE | 3 | NO
R | RESPIRATORY AND ANAESTHESIA DEVICES | R070201 | BRONCHOSCOPIC SURGERY FORCEPS, SINGLE-USE | 4 | NO
R | RESPIRATORY AND ANAESTHESIA DEVICES | R07020101 | BRONCHOSCOPIC SURGERY BIOPTIC FORCEPS, SINGLE-USE | 5 | NO
R | RESPIRATORY AND ANAESTHESIA DEVICES | R0702010101 | BRONCHOSCOPIC SURGERY COLD BIOPTIC FORCEPS, SINGLE-USE | 6 | YES
R | RESPIRATORY AND ANAESTHESIA DEVICES | R0702010102 | BRONCHOSCOPIC SURGERY HOT BIOPTIC FORCEPS, SINGLE-USE | 6 | YES
R | RESPIRATORY AND ANAESTHESIA DEVICES | R07020102 | BRONCHOSCOPIC SURGERY EXTRACTION FORCEPS, SINGLE-USE | 5 | YES
R | RESPIRATORY AND ANAESTHESIA DEVICES | R07020199 | BRONCHOSCOPIC SURGERY FORCEPS, SINGLE-USE - OTHER | 5 | YES
R | RESPIRATORY AND ANAESTHESIA DEVICES | R070203 | BRONCOPULMONARY ENDOSCOPY BRUSHES, SINGLE-USE | 4 | NO
R | RESPIRATORY AND ANAESTHESIA DEVICES | R07020301 | BRONCOPULMONARY CYTOLOGY BRUSHES, SINGLE-USE | 5 | YES
R | RESPIRATORY AND ANAESTHESIA DEVICES | R070204 | BRONCHOSCOPIC SURGERY DISSECTORS, SINGLE-USE | 4 | YES
R | RESPIRATORY AND ANAESTHESIA DEVICES | R070205 | BRONCHOSCOPIC SURGERY SCISSORS, SINGLE-USE | 4 | YES
R | RESPIRATORY AND ANAESTHESIA DEVICES | R070206 | BRONCHOSCOPIC SURGERY CURETTES, SINGLE-USE | 4 | YES
R | RESPIRATORY AND ANAESTHESIA DEVICES | R070207 | BRONCHOSCOPIC SURGERY CANNULAS, SINGLE-USE | 4 | YES
R | RESPIRATORY AND ANAESTHESIA DEVICES | R070208 | BRONCHOSCOPIC SURGERY KITS, SINGLE-USE | 4 | YES
R | RESPIRATORY AND ANAESTHESIA DEVICES | R070280 | BRONCHOSCOPIC SURGERY INSTRUMENTS, SINGLE-USE - ACCESSORIES | 4 | YES
R | RESPIRATORY AND ANAESTHESIA DEVICES | R070299 | BRONCHOSCOPIC SURGERY INSTRUMENTS, SINGLE-USE - OTHER | 4 | YES
R | RESPIRATORY AND ANAESTHESIA DEVICES | R0799 | BRONCOPULMONARY ENDOSCOPY DEVICES, SINGLE-USE - OTHER | 3 | YES
R | RESPIRATORY AND ANAESTHESIA DEVICES | R90 | RESPIRATORY AND ANAESTHESIA DEVICES - VARIOUS | 2 | NO
R | RESPIRATORY AND ANAESTHESIA DEVICES | R9001 | RESPIRATORY MOUTHPIECES | 3 | YES
R | RESPIRATORY AND ANAESTHESIA DEVICES | R9002 | LARYNGOSCOPE BLADES, SINGLE-USE | 3 | YES
R | RESPIRATORY AND ANAESTHESIA DEVICES | R9003 | RESPIRATORY SYSTEM SURGERY INSTRUMENTS, SINGLE-USE | 3 | NO
R | RESPIRATORY AND ANAESTHESIA DEVICES | R900301 | RESPIRATORY SYSTEM SURGERY FORCEPS, SINGLE-USE | 4 | YES
R | RESPIRATORY AND ANAESTHESIA DEVICES | R900302 | RESPIRATORY SYSTEM SURGERY DILATORS, SINGLE-USE | 4 | YES
R | RESPIRATORY AND ANAESTHESIA DEVICES | R900399 | RESPIRATORY SYSTEM SURGERY INSTRUMENTS, SINGLE-USE - OTHER | 4 | YES
R | RESPIRATORY AND ANAESTHESIA DEVICES | R9004 | PLEURAL TALCAGE DEVICES | 3 | YES
R | RESPIRATORY AND ANAESTHESIA DEVICES | R9005 | ENDOBRONCHIAL VALVES AND RELEASE SYSTEMS | 3 | YES
R | RESPIRATORY AND ANAESTHESIA DEVICES | R9006 | PHONATION VALVES | 3 | NO
R | RESPIRATORY AND ANAESTHESIA DEVICES | R900602 | PHONATION VALVES FOR TRACHEOSTOMY | 4 | NO
R | RESPIRATORY AND ANAESTHESIA DEVICES | R90060201 | PHONATION VALVES FOR TRACHEOSTOMY FOR VENTILATOR USE | 5 | YES
R | RESPIRATORY AND ANAESTHESIA DEVICES | R90060202 | PHONATION VALVES FOR TRACHEOSTOMY NOT FOR VENTILATOR USE | 5 | YES
R | RESPIRATORY AND ANAESTHESIA DEVICES | R900680 | PHONATION VALVES - ACCESSORIES | 4 | YES
R | RESPIRATORY AND ANAESTHESIA DEVICES | R9007 | LUNG FUNCTIONALITY TESTING DEVICES, SINGLE-USE - NOT INCLUDED IN OTHER CLASSES | 3 | YES
R | RESPIRATORY AND ANAESTHESIA DEVICES | R9008 | RESPIRATORY SYSTEM ACTIVE SUBSTANCES | 3 | YES
R | RESPIRATORY AND ANAESTHESIA DEVICES | R9009 | RESPIRATORY THERAPY AIDS | 3 | NO
R | RESPIRATORY AND ANAESTHESIA DEVICES | R900901 | INHALERS | 4 | YES
R | RESPIRATORY AND ANAESTHESIA DEVICES | R900902 | INSPIRATORY AND EXPIRATORY FLOW STIMULATORS/RESPIRATORY MUSCLES TRAINERS | 4 | YES
R | RESPIRATORY AND ANAESTHESIA DEVICES | R9080 | RESPIRATORY AND ANESTHESIA DEVICES - ACCESSORIES NOT INCLUDED IN OTHER CLASSES | 3 | YES
R | RESPIRATORY AND ANAESTHESIA DEVICES | R9099 | RESPIRATORY AND ANAESTHESIA DEVICES - OTHER | 3 | YES
S | STERILISATION DEVICES (EXCLUDING CAT. D - Z) | S | STERILISATION DEVICES (EXCLUDING CAT. D - Z) | 1 | NO
S | STERILISATION DEVICES (EXCLUDING CAT. D - Z) | S01 | DEVICES FOR STERILISATION AND PACKAGING (EXCLUDING CAT. D - Z) | 2 | NO
S | STERILISATION DEVICES (EXCLUDING CAT. D - Z) | S0101 | STERILISATION POUCHES | 3 | NO
S | STERILISATION DEVICES (EXCLUDING CAT. D - Z) | S010101 | STERILISATION POUCHES, PAPER/PLASTIC FILM | 4 | NO
S | STERILISATION DEVICES (EXCLUDING CAT. D - Z) | S01010101 | STERILISATION POUCHES, FLAT, PAPER/PLASTIC FILM | 5 | YES
S | STERILISATION DEVICES (EXCLUDING CAT. D - Z) | S01010102 | STERILISATION POUCHES, GUSSETED, PAPER/PLASTIC FILM | 5 | YES
S | STERILISATION DEVICES (EXCLUDING CAT. D - Z) | S010102 | STERILISATION POUCHES, TYVEK/PLASTIC FILM | 4 | NO
S | STERILISATION DEVICES (EXCLUDING CAT. D - Z) | S01010201 | FLAT STERILISATION POUCHES, TYVEK/PLASTIC FILM | 5 | YES
S | STERILISATION DEVICES (EXCLUDING CAT. D - Z) | S010103 | STERILISATION POUCHES, POLYETHYLENE | 4 | NO
S | STERILISATION DEVICES (EXCLUDING CAT. D - Z) | S01010301 | FLAT STERILISATION POUCHES, POLYETHYLENE | 5 | YES
S | STERILISATION DEVICES (EXCLUDING CAT. D - Z) | S010199 | STERILISATION POUCHES - OTHER | 4 | YES
S | STERILISATION DEVICES (EXCLUDING CAT. D - Z) | S0102 | STERILISATION REELS | 3 | NO
S | STERILISATION DEVICES (EXCLUDING CAT. D - Z) | S010201 | STERILISATION REELS, PAPER/PLASTIC FILM | 4 | NO
S | STERILISATION DEVICES (EXCLUDING CAT. D - Z) | S01020101 | FLAT STERILISATION REELS, PAPER/PLASTIC FILM | 5 | YES
S | STERILISATION DEVICES (EXCLUDING CAT. D - Z) | S01020102 | STERILISATION REELS, GUSSETED, PAPER/PLASTIC FILM | 5 | YES
S | STERILISATION DEVICES (EXCLUDING CAT. D - Z) | S010202 | STERILISATION REELS, TYVEK/PLASTIC FILM | 4 | NO
S | STERILISATION DEVICES (EXCLUDING CAT. D - Z) | S01020201 | FLAT STERILISATION REELS, TYVEK/PLASTIC FILM | 5 | YES
S | STERILISATION DEVICES (EXCLUDING CAT. D - Z) | S010203 | STERILISATION REELS, POLYETHYLENE | 4 | NO
S | STERILISATION DEVICES (EXCLUDING CAT. D - Z) | S01020301 | FLAT STERILISATION REELS, POLYETHYLENE | 5 | YES
S | STERILISATION DEVICES (EXCLUDING CAT. D - Z) | S010299 | STERILISATION REELS - OTHER | 4 | YES
S | STERILISATION DEVICES (EXCLUDING CAT. D - Z) | S0103 | MATERIALS FOR PACKAGING PACKS TO BE STERILIZED | 3 | NO
S | STERILISATION DEVICES (EXCLUDING CAT. D - Z) | S010301 | MEDICAL CREPE PAPER FOR STERILISATION | 4 | YES
S | STERILISATION DEVICES (EXCLUDING CAT. D - Z) | S010302 | NON-WOVEN FABRIC FOR STERILISATION | 4 | YES
S | STERILISATION DEVICES (EXCLUDING CAT. D - Z) | S010399 | MATERIALS FOR PACKAGING PACKS TO BE STERILIZED - OTHER | 4 | YES
S | STERILISATION DEVICES (EXCLUDING CAT. D - Z) | S0104 | CONTAINERS FOR STERILISATION | 3 | NO
S | STERILISATION DEVICES (EXCLUDING CAT. D - Z) | S010401 | TRAYS, BASKETS, TUBS FOR STERILISATION AND THEIR COMPONENTS | 4 | YES
S | STERILISATION DEVICES (EXCLUDING CAT. D - Z) | S010402 | FILTERS FOR STERILISATION CONTAINERS | 4 | YES
S | STERILISATION DEVICES (EXCLUDING CAT. D - Z) | S010499 | STERILISATION CONTAINERS - OTHER | 4 | YES
S | STERILISATION DEVICES (EXCLUDING CAT. D - Z) | S0199 | DEVICES FOR STERILISATION AND PACKAGING (EXCLUDING CAT. D - Z) - OTHER | 3 | YES
S | STERILISATION DEVICES (EXCLUDING CAT. D - Z) | S90 | DEVICES FOR STERILISATION (EXCLUDING CAT. D - Z) - VARIOUS | 2 | NO
S | STERILISATION DEVICES (EXCLUDING CAT. D - Z) | S9001 | DEVICES FOR GAS PLASMA STERILISATION (EXCLUDING CAT. D - Z) | 3 | NO
S | STERILISATION DEVICES (EXCLUDING CAT. D - Z) | S900101 | HYDROGEN PEROXIDE CARTRIDGES | 4 | YES
S | STERILISATION DEVICES (EXCLUDING CAT. D - Z) | S900102 | HYDROGEN PEROXIDE DIFFUSERS | 4 | YES
S | STERILISATION DEVICES (EXCLUDING CAT. D - Z) | S900103 | DIFFUSER ADAPTORS | 4 | YES
S | STERILISATION DEVICES (EXCLUDING CAT. D - Z) | S900199 | DEVICES FOR GAS PLASMA STERILISATION (EXCLUDING CAT. D - Z) - OTHER | 4 | YES
S | STERILISATION DEVICES (EXCLUDING CAT. D - Z) | S9002 | DEVICES FOR STERILISATION WITH PERACETIC ACID (EXCLUDING CAT. D - Z) | 3 | YES
S | STERILISATION DEVICES (EXCLUDING CAT. D - Z) | S9003 | DEVICES FOR STERILISATION WITH ETHYLENE OXIDE (EXCLUDING CAT. D - Z) | 3 | YES
S | STERILISATION DEVICES (EXCLUDING CAT. D - Z) | S9080 | DEVICES FOR STERILISATION (EXCLUDING CAT. D - Z) - ACCESSORIES | 3 | YES
S | STERILISATION DEVICES (EXCLUDING CAT. D - Z) | S9099 | STERILISATION DEVICES (EXCLUDING CAT. D - Z) - OTHER | 3 | YES
T | PATIENT PROTECTIVE EQUIPMENT AND INCONTINENCE AIDS (EXCLUDING PERSONAL PROTECTIVE EQUIPMENT - PPE) | T | PATIENT PROTECTIVE EQUIPMENT AND INCONTINENCE AIDS (EXCLUDING PERSONAL PROTECTIVE EQUIPMENT - PPE) | 1 | NO
T | PATIENT PROTECTIVE EQUIPMENT AND INCONTINENCE AIDS (EXCLUDING PERSONAL PROTECTIVE EQUIPMENT - PPE) | T01 | GLOVES (EXCLUDING PERSONAL PROTECTIVE EQUIPMENT - PPE) | 2 | NO
T | PATIENT PROTECTIVE EQUIPMENT AND INCONTINENCE AIDS (EXCLUDING PERSONAL PROTECTIVE EQUIPMENT - PPE) | T0101 | SURGICAL GLOVES | 3 | NO
T | PATIENT PROTECTIVE EQUIPMENT AND INCONTINENCE AIDS (EXCLUDING PERSONAL PROTECTIVE EQUIPMENT - PPE) | T010101 | LATEX SURGICAL GLOVES | 4 | NO
T | PATIENT PROTECTIVE EQUIPMENT AND INCONTINENCE AIDS (EXCLUDING PERSONAL PROTECTIVE EQUIPMENT - PPE) | T01010101 | POWDERED LATEX SURGICAL GLOVES | 5 | YES
T | PATIENT PROTECTIVE EQUIPMENT AND INCONTINENCE AIDS (EXCLUDING PERSONAL PROTECTIVE EQUIPMENT - PPE) | T01010102 | NON-POWDERED LATEX SURGICAL GLOVES | 5 | YES
T | PATIENT PROTECTIVE EQUIPMENT AND INCONTINENCE AIDS (EXCLUDING PERSONAL PROTECTIVE EQUIPMENT - PPE) | T010102 | SYNTHETIC SURGICAL GLOVES | 4 | NO
T | PATIENT PROTECTIVE EQUIPMENT AND INCONTINENCE AIDS (EXCLUDING PERSONAL PROTECTIVE EQUIPMENT - PPE) | T01010201 | POLYCHLOROPREN SURGICAL GLOVES | 5 | YES
T | PATIENT PROTECTIVE EQUIPMENT AND INCONTINENCE AIDS (EXCLUDING PERSONAL PROTECTIVE EQUIPMENT - PPE) | T01010202 | NITRILE SURGICAL GLOVES | 5 | YES
T | PATIENT PROTECTIVE EQUIPMENT AND INCONTINENCE AIDS (EXCLUDING PERSONAL PROTECTIVE EQUIPMENT - PPE) | T01010203 | POLYISOPREN SURGICAL GLOVES | 5 | YES
T | PATIENT PROTECTIVE EQUIPMENT AND INCONTINENCE AIDS (EXCLUDING PERSONAL PROTECTIVE EQUIPMENT - PPE) | T01010299 | SYNTHETIC SURGICAL GLOVES - OTHER | 5 | YES
T | PATIENT PROTECTIVE EQUIPMENT AND INCONTINENCE AIDS (EXCLUDING PERSONAL PROTECTIVE EQUIPMENT - PPE) | T010199 | SURGICAL GLOVES - OTHER | 4 | YES
T | PATIENT PROTECTIVE EQUIPMENT AND INCONTINENCE AIDS (EXCLUDING PERSONAL PROTECTIVE EQUIPMENT - PPE) | T0102 | EXAMINATION / TREATMENT GLOVES | 3 | NO
T | PATIENT PROTECTIVE EQUIPMENT AND INCONTINENCE AIDS (EXCLUDING PERSONAL PROTECTIVE EQUIPMENT - PPE) | T010201 | LATEX EXAMINATION / TREATMENT GLOVES | 4 | YES
T | PATIENT PROTECTIVE EQUIPMENT AND INCONTINENCE AIDS (EXCLUDING PERSONAL PROTECTIVE EQUIPMENT - PPE) | T010202 | SYNTHETIC EXAMINATION / TREATMENT GLOVES | 4 | NO
T | PATIENT PROTECTIVE EQUIPMENT AND INCONTINENCE AIDS (EXCLUDING PERSONAL PROTECTIVE EQUIPMENT - PPE) | T01020201 | VINYL EXAMINATION / TREATMENT GLOVES | 5 | YES
T | PATIENT PROTECTIVE EQUIPMENT AND INCONTINENCE AIDS (EXCLUDING PERSONAL PROTECTIVE EQUIPMENT - PPE) | T01020202 | POLYETHYLENE EXAMINATION / TREATMENT GLOVES | 5 | YES
T | PATIENT PROTECTIVE EQUIPMENT AND INCONTINENCE AIDS (EXCLUDING PERSONAL PROTECTIVE EQUIPMENT - PPE) | T01020203 | POLYCHLOROPREN EXAMINATION / TREATMENT GLOVES | 5 | YES
T | PATIENT PROTECTIVE EQUIPMENT AND INCONTINENCE AIDS (EXCLUDING PERSONAL PROTECTIVE EQUIPMENT - PPE) | T01020204 | NITRILE EXAMINATION / TREATMENT GLOVES | 5 | YES
T | PATIENT PROTECTIVE EQUIPMENT AND INCONTINENCE AIDS (EXCLUDING PERSONAL PROTECTIVE EQUIPMENT - PPE) | T01020299 | SYNTHETIC EXAMINATION / TREATMENT GLOVES - OTHER | 5 | YES
T | PATIENT PROTECTIVE EQUIPMENT AND INCONTINENCE AIDS (EXCLUDING PERSONAL PROTECTIVE EQUIPMENT - PPE) | T010299 | EXAMINATION / TREATMENT GLOVES - OTHER | 4 | YES
T | PATIENT PROTECTIVE EQUIPMENT AND INCONTINENCE AIDS (EXCLUDING PERSONAL PROTECTIVE EQUIPMENT - PPE) | T0199 | GLOVES - OTHER | 3 | YES
T | PATIENT PROTECTIVE EQUIPMENT AND INCONTINENCE AIDS (EXCLUDING PERSONAL PROTECTIVE EQUIPMENT - PPE) | T02 | PROTECTIVE CLOTHING AND DRAPES (EXCLUDING PERSONAL PROTECTIVE EQUIPMENT - PPE) | 2 | NO
T | PATIENT PROTECTIVE EQUIPMENT AND INCONTINENCE AIDS (EXCLUDING PERSONAL PROTECTIVE EQUIPMENT - PPE) | T0201 | SURGICAL DRAPES | 3 | NO
T | PATIENT PROTECTIVE EQUIPMENT AND INCONTINENCE AIDS (EXCLUDING PERSONAL PROTECTIVE EQUIPMENT - PPE) | T020101 | INCISION DRAPES | 4 | NO
T | PATIENT PROTECTIVE EQUIPMENT AND INCONTINENCE AIDS (EXCLUDING PERSONAL PROTECTIVE EQUIPMENT - PPE) | T02010101 | INCISION DRAPES, WITHOUT ANTIBACTERIAL AGENT | 5 | YES
T | PATIENT PROTECTIVE EQUIPMENT AND INCONTINENCE AIDS (EXCLUDING PERSONAL PROTECTIVE EQUIPMENT - PPE) | T02010102 | INCISION DRAPES, WITH ANTIBACTERIAL AGENT | 5 | YES
T | PATIENT PROTECTIVE EQUIPMENT AND INCONTINENCE AIDS (EXCLUDING PERSONAL PROTECTIVE EQUIPMENT - PPE) | T020102 | SPECIALISTIC SURGERY DRAPES | 4 | YES
T | PATIENT PROTECTIVE EQUIPMENT AND INCONTINENCE AIDS (EXCLUDING PERSONAL PROTECTIVE EQUIPMENT - PPE) | T020103 | SURGICAL THERMAL DRAPES | 4 | YES
T | PATIENT PROTECTIVE EQUIPMENT AND INCONTINENCE AIDS (EXCLUDING PERSONAL PROTECTIVE EQUIPMENT - PPE) | T020199 | SURGICAL DRAPES - OTHER | 4 | YES
T | PATIENT PROTECTIVE EQUIPMENT AND INCONTINENCE AIDS (EXCLUDING PERSONAL PROTECTIVE EQUIPMENT - PPE) | T0202 | SURGICAL PROCEDURAL KITS (EXCLUDING SURGICAL INSTRUMENT KITS) | 3 | YES
T | PATIENT PROTECTIVE EQUIPMENT AND INCONTINENCE AIDS (EXCLUDING PERSONAL PROTECTIVE EQUIPMENT - PPE) | T0203 | DRESSING AND ASSISTANCE KITS | 3 | YES
T | PATIENT PROTECTIVE EQUIPMENT AND INCONTINENCE AIDS (EXCLUDING PERSONAL PROTECTIVE EQUIPMENT - PPE) | T0204 | SURGICAL GOWNS (EXCLUDING PERSONAL PROTECTIVE EQUIPMENT - PPE) | 3 | NO
T | PATIENT PROTECTIVE EQUIPMENT AND INCONTINENCE AIDS (EXCLUDING PERSONAL PROTECTIVE EQUIPMENT - PPE) | T020401 | STANDARD SURGICAL GOWNS | 4 | YES
T | PATIENT PROTECTIVE EQUIPMENT AND INCONTINENCE AIDS (EXCLUDING PERSONAL PROTECTIVE EQUIPMENT - PPE) | T020402 | REINFORCED SURGICAL GOWNS | 4 | YES
T | PATIENT PROTECTIVE EQUIPMENT AND INCONTINENCE AIDS (EXCLUDING PERSONAL PROTECTIVE EQUIPMENT - PPE) | T020499 | SURGICAL GOWNS - OTHER | 4 | YES
T | PATIENT PROTECTIVE EQUIPMENT AND INCONTINENCE AIDS (EXCLUDING PERSONAL PROTECTIVE EQUIPMENT - PPE) | T0205 | NON-SURGICAL GOWNS (EXCLUDING PERSONAL PROTECTIVE EQUIPMENT - PPE) | 3 | YES
T | PATIENT PROTECTIVE EQUIPMENT AND INCONTINENCE AIDS (EXCLUDING PERSONAL PROTECTIVE EQUIPMENT - PPE) | T0206 | MEDICAL USE FACE MASKS (EXCLUDING PERSONAL PROTECTIVE EQUIPMENT - PPE) | 3 | NO
T | PATIENT PROTECTIVE EQUIPMENT AND INCONTINENCE AIDS (EXCLUDING PERSONAL PROTECTIVE EQUIPMENT - PPE) | T020603 | MEDICAL USE FACE MASKS, TYPE I (NOT FOR HEALTHCARE PROFESSIONALS) | 4 | YES
T | PATIENT PROTECTIVE EQUIPMENT AND INCONTINENCE AIDS (EXCLUDING PERSONAL PROTECTIVE EQUIPMENT - PPE) | T020604 | MEDICAL USE FACE MASKS, TYPE II AND IIR | 4 | YES
T | PATIENT PROTECTIVE EQUIPMENT AND INCONTINENCE AIDS (EXCLUDING PERSONAL PROTECTIVE EQUIPMENT - PPE) | T020699 | MEDICAL USE FACE MASKS (EXCLUDING PERSONAL PROTECTIVE EQUIPMENT - PPE) - OTHER | 4 | YES
T | PATIENT PROTECTIVE EQUIPMENT AND INCONTINENCE AIDS (EXCLUDING PERSONAL PROTECTIVE EQUIPMENT - PPE) | T0207 | CAPS AND HEADWEAR (EXCLUDING PERSONAL PROTECTIVE EQUIPMENT - PPE) | 3 | YES
T | PATIENT PROTECTIVE EQUIPMENT AND INCONTINENCE AIDS (EXCLUDING PERSONAL PROTECTIVE EQUIPMENT - PPE) | T0208 | SHOE COVERS (EXCLUDING PERSONAL PROTECTIVE EQUIPMENT - PPE) | 3 | YES
T | PATIENT PROTECTIVE EQUIPMENT AND INCONTINENCE AIDS (EXCLUDING PERSONAL PROTECTIVE EQUIPMENT - PPE) | T0209 | SURGICAL APRONS (EXCLUDING PERSONAL PROTECTIVE EQUIPMENT - PPE) | 3 | YES
T | PATIENT PROTECTIVE EQUIPMENT AND INCONTINENCE AIDS (EXCLUDING PERSONAL PROTECTIVE EQUIPMENT - PPE) | T0210 | NON-SURGICAL DRAPES | 3 | YES
T | PATIENT PROTECTIVE EQUIPMENT AND INCONTINENCE AIDS (EXCLUDING PERSONAL PROTECTIVE EQUIPMENT - PPE) | T0299 | PROTECTION DRAPES AND GARMENTS - OTHER | 3 | YES
T | PATIENT PROTECTIVE EQUIPMENT AND INCONTINENCE AIDS (EXCLUDING PERSONAL PROTECTIVE EQUIPMENT - PPE) | T03 | PROTECTIONS (EXCLUDING PERSONAL PROTECTIVE EQUIPMENT PPE) | 2 | NO
T | PATIENT PROTECTIVE EQUIPMENT AND INCONTINENCE AIDS (EXCLUDING PERSONAL PROTECTIVE EQUIPMENT - PPE) | T0301 | INSTRUMENTS AND EQUIPMENT COVERS | 3 | NO
T | PATIENT PROTECTIVE EQUIPMENT AND INCONTINENCE AIDS (EXCLUDING PERSONAL PROTECTIVE EQUIPMENT - PPE) | T030101 | COVER CAPS, INSTRUMENTS AND EQUIPMENT | 4 | YES
T | PATIENT PROTECTIVE EQUIPMENT AND INCONTINENCE AIDS (EXCLUDING PERSONAL PROTECTIVE EQUIPMENT - PPE) | T030102 | COVER SHEATHS, INSTRUMENTS AND EQUIPMENTS | 4 | YES
T | PATIENT PROTECTIVE EQUIPMENT AND INCONTINENCE AIDS (EXCLUDING PERSONAL PROTECTIVE EQUIPMENT - PPE) | T030103 | ATRAUMATIC INSERTS FOR INSTRUMENTS | 4 | YES
T | PATIENT PROTECTIVE EQUIPMENT AND INCONTINENCE AIDS (EXCLUDING PERSONAL PROTECTIVE EQUIPMENT - PPE) | T030199 | COVERS, INSTRUMENTS AND EQUIPMENT - OTHER | 4 | YES
T | PATIENT PROTECTIVE EQUIPMENT AND INCONTINENCE AIDS (EXCLUDING PERSONAL PROTECTIVE EQUIPMENT - PPE) | T0302 | ROBOTIC SURGERY COVERS | 3 | NO
T | PATIENT PROTECTIVE EQUIPMENT AND INCONTINENCE AIDS (EXCLUDING PERSONAL PROTECTIVE EQUIPMENT - PPE) | T030201 | MECHANICAL ARMS COVERS | 4 | YES
T | PATIENT PROTECTIVE EQUIPMENT AND INCONTINENCE AIDS (EXCLUDING PERSONAL PROTECTIVE EQUIPMENT - PPE) | T030202 | CAMERAS COVERS | 4 | YES
T | PATIENT PROTECTIVE EQUIPMENT AND INCONTINENCE AIDS (EXCLUDING PERSONAL PROTECTIVE EQUIPMENT - PPE) | T030203 | OPTICS COVERS | 4 | YES
T | PATIENT PROTECTIVE EQUIPMENT AND INCONTINENCE AIDS (EXCLUDING PERSONAL PROTECTIVE EQUIPMENT - PPE) | T030299 | ROBOTIC SURGERY COVERS - OTHER | 4 | YES
T | PATIENT PROTECTIVE EQUIPMENT AND INCONTINENCE AIDS (EXCLUDING PERSONAL PROTECTIVE EQUIPMENT - PPE) | T0303 | NON-SURGICAL HEATING COVERS | 3 | NO
T | PATIENT PROTECTIVE EQUIPMENT AND INCONTINENCE AIDS (EXCLUDING PERSONAL PROTECTIVE EQUIPMENT - PPE) | T030301 | AIR FLOW BLANKETS | 4 | YES
T | PATIENT PROTECTIVE EQUIPMENT AND INCONTINENCE AIDS (EXCLUDING PERSONAL PROTECTIVE EQUIPMENT - PPE) | T030399 | HEATING COVERS - OTHER | 4 | YES
T | PATIENT PROTECTIVE EQUIPMENT AND INCONTINENCE AIDS (EXCLUDING PERSONAL PROTECTIVE EQUIPMENT - PPE) | T0304 | RADIOTHERAPY PROTECTION DEVICES | 3 | NO
T | PATIENT PROTECTIVE EQUIPMENT AND INCONTINENCE AIDS (EXCLUDING PERSONAL PROTECTIVE EQUIPMENT - PPE) | T030401 | RADIOTHERAPY PROTECTION MASKS | 4 | YES
T | PATIENT PROTECTIVE EQUIPMENT AND INCONTINENCE AIDS (EXCLUDING PERSONAL PROTECTIVE EQUIPMENT - PPE) | T030402 | RADIOTHERAPY PROTECTION SHEATHS | 4 | YES
T | PATIENT PROTECTIVE EQUIPMENT AND INCONTINENCE AIDS (EXCLUDING PERSONAL PROTECTIVE EQUIPMENT - PPE) | T030403 | RADIOTHERAPY PROTECTIVE SCREENS | 4 | YES
T | PATIENT PROTECTIVE EQUIPMENT AND INCONTINENCE AIDS (EXCLUDING PERSONAL PROTECTIVE EQUIPMENT - PPE) | T030404 | RADIOTHERAPY PROTECTIVE DRAPES | 4 | YES
T | PATIENT PROTECTIVE EQUIPMENT AND INCONTINENCE AIDS (EXCLUDING PERSONAL PROTECTIVE EQUIPMENT - PPE) | T030405 | RADIOTHERAPY EYE PROTECTION | 4 | YES
T | PATIENT PROTECTIVE EQUIPMENT AND INCONTINENCE AIDS (EXCLUDING PERSONAL PROTECTIVE EQUIPMENT - PPE) | T030406 | LEAD HANDS | 4 | YES
T | PATIENT PROTECTIVE EQUIPMENT AND INCONTINENCE AIDS (EXCLUDING PERSONAL PROTECTIVE EQUIPMENT - PPE) | T030499 | RADIOTHERAPY PROTECTION DEVICES - OTHER | 4 | YES
T | PATIENT PROTECTIVE EQUIPMENT AND INCONTINENCE AIDS (EXCLUDING PERSONAL PROTECTIVE EQUIPMENT - PPE) | T0305 | HEALTH SERVICE PREMISES PROTECTION DEVICES | 3 | NO
T | PATIENT PROTECTIVE EQUIPMENT AND INCONTINENCE AIDS (EXCLUDING PERSONAL PROTECTIVE EQUIPMENT - PPE) | T030501 | OPERATION ROOMS AND VISIT ROOMS HYGIENIC COVERS | 4 | YES
T | PATIENT PROTECTIVE EQUIPMENT AND INCONTINENCE AIDS (EXCLUDING PERSONAL PROTECTIVE EQUIPMENT - PPE) | T030502 | BED AND STRETCHER HYGIENIC COVERS | 4 | YES
T | PATIENT PROTECTIVE EQUIPMENT AND INCONTINENCE AIDS (EXCLUDING PERSONAL PROTECTIVE EQUIPMENT - PPE) | T030599 | HEALTH SERVICE PREMISES PROTECTION DEVICES - OTHER | 4 | YES
T | PATIENT PROTECTIVE EQUIPMENT AND INCONTINENCE AIDS (EXCLUDING PERSONAL PROTECTIVE EQUIPMENT - PPE) | T0306 | PATIENT PROTECTION DEVICES DURING CLINICAL PROCEDURES | 3 | YES
T | PATIENT PROTECTIVE EQUIPMENT AND INCONTINENCE AIDS (EXCLUDING PERSONAL PROTECTIVE EQUIPMENT - PPE) | T0399 | PROTECTION DEVICES (EXCLUDING PERSONAL PROTECTIVE EQUIPMENT PPE) - OTHER | 3 | YES
T | PATIENT PROTECTIVE EQUIPMENT AND INCONTINENCE AIDS (EXCLUDING PERSONAL PROTECTIVE EQUIPMENT - PPE) | T04 | INCONTINENCE DEVICES | 2 | NO
T | PATIENT PROTECTIVE EQUIPMENT AND INCONTINENCE AIDS (EXCLUDING PERSONAL PROTECTIVE EQUIPMENT - PPE) | T0401 | URINE ABSORBING DEVICES | 3 | NO
T | PATIENT PROTECTIVE EQUIPMENT AND INCONTINENCE AIDS (EXCLUDING PERSONAL PROTECTIVE EQUIPMENT - PPE) | T040101 | INCONTINENCE NAPPIES | 4 | NO
T | PATIENT PROTECTIVE EQUIPMENT AND INCONTINENCE AIDS (EXCLUDING PERSONAL PROTECTIVE EQUIPMENT - PPE) | T04010101 | RECTANGULAR INCONTINENCE NAPPIES | 5 | YES
T | PATIENT PROTECTIVE EQUIPMENT AND INCONTINENCE AIDS (EXCLUDING PERSONAL PROTECTIVE EQUIPMENT - PPE) | T04010102 | SHAPED INCONTINENCE NAPPIES | 5 | YES
T | PATIENT PROTECTIVE EQUIPMENT AND INCONTINENCE AIDS (EXCLUDING PERSONAL PROTECTIVE EQUIPMENT - PPE) | T04010103 | INCONTINENCE NAPPIES WITH INTEGRATED FIXING SYSTEM | 5 | YES
T | PATIENT PROTECTIVE EQUIPMENT AND INCONTINENCE AIDS (EXCLUDING PERSONAL PROTECTIVE EQUIPMENT - PPE) | T04010104 | NET PANTS | 5 | YES
T | PATIENT PROTECTIVE EQUIPMENT AND INCONTINENCE AIDS (EXCLUDING PERSONAL PROTECTIVE EQUIPMENT - PPE) | T04010199 | INCONTINENCE NAPPIES - OTHER | 5 | YES
T | PATIENT PROTECTIVE EQUIPMENT AND INCONTINENCE AIDS (EXCLUDING PERSONAL PROTECTIVE EQUIPMENT - PPE) | T040102 | ABSORBENT BED PADS | 4 | NO
T | PATIENT PROTECTIVE EQUIPMENT AND INCONTINENCE AIDS (EXCLUDING PERSONAL PROTECTIVE EQUIPMENT - PPE) | T04010201 | UNTUCKABLE UNDERPADS | 5 | YES
T | PATIENT PROTECTIVE EQUIPMENT AND INCONTINENCE AIDS (EXCLUDING PERSONAL PROTECTIVE EQUIPMENT - PPE) | T04010202 | TUCKABLE UNDERPADS | 5 | YES
T | PATIENT PROTECTIVE EQUIPMENT AND INCONTINENCE AIDS (EXCLUDING PERSONAL PROTECTIVE EQUIPMENT - PPE) | T04010203 | ABSORBENT ANTIMICROBIAL UNDERPADS | 5 | YES
T | PATIENT PROTECTIVE EQUIPMENT AND INCONTINENCE AIDS (EXCLUDING PERSONAL PROTECTIVE EQUIPMENT - PPE) | T04010299 | ABSORBENT UNDERPADS - OTHER | 5 | YES
T | PATIENT PROTECTIVE EQUIPMENT AND INCONTINENCE AIDS (EXCLUDING PERSONAL PROTECTIVE EQUIPMENT - PPE) | T0499 | INCONTINENCE DEVICES - OTHER | 3 | YES
T | PATIENT PROTECTIVE EQUIPMENT AND INCONTINENCE AIDS (EXCLUDING PERSONAL PROTECTIVE EQUIPMENT - PPE) | T99 | PROTECTIVE DEVICES AND AIDS FOR INCONTINENCE (EXCLUDING PERSONAL PROTECTIVE EQUIPMENT - PPE) - OTHER | 2 | YES
U | DEVICES FOR UROGENITAL SYSTEM | U | DEVICES FOR UROGENITAL SYSTEM | 1 | NO
U | DEVICES FOR UROGENITAL SYSTEM | U01 | URETHRAL, PROSTATIC AND BLADDER CATHETERS | 2 | NO
U | DEVICES FOR UROGENITAL SYSTEM | U0101 | URETHRAL PROSTATIC AND BLADDER CATHETERS, WITHOUT BALLOON | 3 | NO
U | DEVICES FOR UROGENITAL SYSTEM | U010101 | URETHRAL PROSTATIC AND BLADDER CATHETERS, CONICAL-OLIVARY TIP (URETHRAL CALIBRATION) | 4 | YES
U | DEVICES FOR UROGENITAL SYSTEM | U010102 | URETHRAL PROSTATIC AND BLADDER CATHETERS, COUVELAIRE | 4 | YES
U | DEVICES FOR UROGENITAL SYSTEM | U010103 | URETHRAL PROSTATIC AND BLADDER CATHETERS, MALECOT | 4 | YES
U | DEVICES FOR UROGENITAL SYSTEM | U010104 | URETHRAL PROSTATIC AND BLADDER CATHETERS, MERCIER | 4 | YES
U | DEVICES FOR UROGENITAL SYSTEM | U010105 | URETHRAL PROSTATIC AND BLADDER CATHETERS, NELATON | 4 | NO
U | DEVICES FOR UROGENITAL SYSTEM | U01010501 | NELATON CATHETERS, SELF-LUBRICATING | 5 | YES
U | DEVICES FOR UROGENITAL SYSTEM | U01010502 | NELATON CATHETERS, NON SELF-LUBRICATING | 5 | YES
U | DEVICES FOR UROGENITAL SYSTEM | U010106 | URETHRAL PROSTATIC AND BLADDER CATHETERS, TIEMANN | 4 | NO
U | DEVICES FOR UROGENITAL SYSTEM | U01010601 | TIEMANN CATHETERS, SELF-LUBRICATING | 5 | YES
U | DEVICES FOR UROGENITAL SYSTEM | U01010602 | TIEMANN CATHETERS, NON SELF-LUBRICATING | 5 | YES
U | DEVICES FOR UROGENITAL SYSTEM | U010107 | URETHRAL PROSTATIC AND BLADDER CATHETERS, PEZZER | 4 | YES
U | DEVICES FOR UROGENITAL SYSTEM | U010199 | URETHRAL PROSTATIC AND BLADDER CATHETERS, NOT SELF-RETAINED - OTHER | 4 | YES
U | DEVICES FOR UROGENITAL SYSTEM | U0102 | URETHRAL PROSTATIC AND BLADDER CATHETERS, WITH BALLOON | 3 | NO
U | DEVICES FOR UROGENITAL SYSTEM | U010201 | URETHRAL PROSTATIC AND BLADDER CATHETERS, NELATON, WITH BALLOON | 4 | YES
U | DEVICES FOR UROGENITAL SYSTEM | U010202 | URETHRAL PROSTATIC AND BLADDER CATHETERS, COUVELAIRE, WITH BALLOON | 4 | YES
U | DEVICES FOR UROGENITAL SYSTEM | U010203 | URETHRAL PROSTATIC AND BLADDER CATHETERS, DELINOTTE, WITH BALLOON | 4 | YES
U | DEVICES FOR UROGENITAL SYSTEM | U010204 | URETHRAL PROSTATIC AND BLADDER CATHETERS, DUFOUR, WITH BALLOON | 4 | YES
U | DEVICES FOR UROGENITAL SYSTEM | U010205 | URETHRAL PROSTATIC AND BLADDER CATHETERS, MERCIER, WITH BALLOON | 4 | YES
U | DEVICES FOR UROGENITAL SYSTEM | U010206 | URETHRAL PROSTATIC AND BLADDER CATHETERS, TIEMANN WITH BALLOON | 4 | YES
U | DEVICES FOR UROGENITAL SYSTEM | U010299 | URETHRAL PROSTATIC AND BLADDER CATHETERS, WITH BALLOON - OTHER | 4 | YES
U | DEVICES FOR UROGENITAL SYSTEM | U0103 | URETHRAL PROSTATIC AND BLADDER CATHETERS WITH TEMPERATURE SENSORS | 3 | YES
U | DEVICES FOR UROGENITAL SYSTEM | U0180 | URETHRAL PROSTATIC AND BLADDER CATHETERS - ACCESSORIES | 3 | YES
U | DEVICES FOR UROGENITAL SYSTEM | U0199 | URETHRAL PROSTATIC AND BLADDER CATHETERS - OTHER | 3 | YES
U | DEVICES FOR UROGENITAL SYSTEM | U02 | URETERAL CATHETERS AND STENTS | 2 | NO
U | DEVICES FOR UROGENITAL SYSTEM | U0201 | URETERAL CATHETERS WITHOUT BALLOON | 3 | NO
U | DEVICES FOR UROGENITAL SYSTEM | U090399 | SINGLE-USE INSTRUMENTS FOR UROGENITAL ENDOSCOPY - OTHER | 4 | YES
U | DEVICES FOR UROGENITAL SYSTEM | U0999 | UROGENITAL ENDOSCOPIC DEVICES - OTHER | 3 | YES
U | DEVICES FOR UROGENITAL SYSTEM | U10 | OBSTETRICS DEVICES | 2 | NO
U | DEVICES FOR UROGENITAL SYSTEM | U1001 | OBSTETRICS CATHETERS | 3 | NO
U | DEVICES FOR UROGENITAL SYSTEM | U100101 | CATHETERS FOR VOLUNTARY TERMINATION OF PREGNANCY | 4 | YES
U | DEVICES FOR UROGENITAL SYSTEM | U100102 | POSTPARTUM INTRAUTERINE CATHETERS | 4 | YES
U | DEVICES FOR UROGENITAL SYSTEM | U100199 | OBSTETRICAL CATHETERS - OTHER | 4 | YES
U | DEVICES FOR UROGENITAL SYSTEM | U1002 | FETAL STUDY DEVICES | 3 | NO
U | DEVICES FOR UROGENITAL SYSTEM | U100201 | FOETAL SCALP ELECTRODES | 4 | YES
U | DEVICES FOR UROGENITAL SYSTEM | U100299 | FOETAL STUDY DEVICES - OTHER | 4 | YES
U | DEVICES FOR UROGENITAL SYSTEM | U1003 | PUERPERIUM DEVICES | 3 | YES
U | DEVICES FOR UROGENITAL SYSTEM | U1004 | MANUAL OBSTETRICAL EXTRACTORS, SINGLE-USE | 3 | YES
U | DEVICES FOR UROGENITAL SYSTEM | U1005 | AMNIOTIC MEMBRANE PERFORATORS | 3 | YES
U | DEVICES FOR UROGENITAL SYSTEM | U1006 | SINGLE-USE RIGID AMNIOSCOPES | 3 | YES
U | DEVICES FOR UROGENITAL SYSTEM | U1007 | UTERINE CERCLAGE DEVICES | 3 | YES
U | DEVICES FOR UROGENITAL SYSTEM | U1080 | OBSTETRICS DEVICES - ACCESSORIES | 3 | YES
U | DEVICES FOR UROGENITAL SYSTEM | U1099 | OBSTETRICS DEVICES - OTHER | 3 | YES
U | DEVICES FOR UROGENITAL SYSTEM | U11 | CONTRACEPTIVE DEVICES | 2 | NO
U | DEVICES FOR UROGENITAL SYSTEM | U1101 | MALE CONTRACEPTIVE DEVICES | 3 | NO
U | DEVICES FOR UROGENITAL SYSTEM | U110101 | CONDOMS | 4 | YES
U | DEVICES FOR UROGENITAL SYSTEM | U110102 | DEVICES FOR LIGATION OF THE VASA DEFERENTIA | 4 | YES
U | DEVICES FOR UROGENITAL SYSTEM | U110199 | DEVICES FOR MALE CONTRACEPTION - OTHER | 4 | YES
U | DEVICES FOR UROGENITAL SYSTEM | U1102 | DEVICES FOR FEMALE CONTRACEPTION | 3 | NO
U | DEVICES FOR UROGENITAL SYSTEM | U110201 | INTRAUTERINE COILS | 4 | YES
U | DEVICES FOR UROGENITAL SYSTEM | U110202 | VAGINAL DIAPHRAGMS | 4 | YES
U | DEVICES FOR UROGENITAL SYSTEM | U110203 | FEMALE CONDOMS | 4 | YES
U | DEVICES FOR UROGENITAL SYSTEM | U110299 | DEVICES FOR FEMALE CONTRACEPTION - OTHER | 4 | YES
U | DEVICES FOR UROGENITAL SYSTEM | U12 | SINGLE-USE INSTRUMENTATION FOR UROGENITAL SYSTEM (NON-ENDOSCOPIC) | 2 | NO
U | DEVICES FOR UROGENITAL SYSTEM | U1201 | NON-ENDOSCOPIC SINGLE-USE FORCEPS FOR UROGENITAL SYSTEM | 3 | YES
U | DEVICES FOR UROGENITAL SYSTEM | U1202 | SINGLE-USE NON-ENDOSCOPIC UROGENITAL SCISSORS | 3 | YES
U | DEVICES FOR UROGENITAL SYSTEM | U1299 | SINGLE-USE UROGENITAL INSTRUMENTATION (NON-ENDOSCOPIC) - OTHER | 3 | YES
U | DEVICES FOR UROGENITAL SYSTEM | U13 | SOLUTIONS AND KITS FOR BLADDER WASHING AND INSTILLATION | 2 | NO
U | DEVICES FOR UROGENITAL SYSTEM | U1301 | SOLUTIONS FOR BLADDER WASHING AND INSTILLATION | 3 | YES
U | DEVICES FOR UROGENITAL SYSTEM | U1302 | KITS FOR BLADDER WASHING AND INSTILLATION | 3 | YES
W | IN VITRO DIAGNOSTIC MEDICAL DEVICES | W01010224 | PHOSPHOLIPIDS | 5 | YES
W | IN VITRO DIAGNOSTIC MEDICAL DEVICES | W01010225 | PORPHOBILINOGEN | 5 | YES
W | IN VITRO DIAGNOSTIC MEDICAL DEVICES | W01010226 | PYRUVATE | 5 | YES
W | IN VITRO DIAGNOSTIC MEDICAL DEVICES | W01010227 | THYMOL | 5 | YES
W | IN VITRO DIAGNOSTIC MEDICAL DEVICES | W01010228 | TOTAL LIPIDS | 5 | YES
W | IN VITRO DIAGNOSTIC MEDICAL DEVICES | W01010229 | TOTAL PORPHYRINE | 5 | YES
W | IN VITRO DIAGNOSTIC MEDICAL DEVICES | W01010230 | TOTAL PROTEIN | 5 | YES
W | IN VITRO DIAGNOSTIC MEDICAL DEVICES | W01010231 | TRIGLYCERIDES | 5 | YES
W | IN VITRO DIAGNOSTIC MEDICAL DEVICES | W01010232 | URIC ACID | 5 | YES
W | IN VITRO DIAGNOSTIC MEDICAL DEVICES | W01010233 | ZINC | 5 | YES
W | IN VITRO DIAGNOSTIC MEDICAL DEVICES | W01010234 | LIPOPROTEIN ELECTROPORESIS | 5 | YES
W | IN VITRO DIAGNOSTIC MEDICAL DEVICES | W01010235 | PROTEIN ELECTROPORESIS | 5 | YES
W | IN VITRO DIAGNOSTIC MEDICAL DEVICES | W01010236 | PHENYLKETONURIA | 5 | YES
W | IN VITRO DIAGNOSTIC MEDICAL DEVICES | W01010299 | SUBSTRATES - OTHER | 5 | YES
W | IN VITRO DIAGNOSTIC MEDICAL DEVICES | W010103 | ELECTROLYTES REAGENTS (EXCLUDING ELECTRODES) | 4 | NO
W | IN VITRO DIAGNOSTIC MEDICAL DEVICES | W01010301 | AMMONIA | 5 | YES
W | IN VITRO DIAGNOSTIC MEDICAL DEVICES | W01010302 | BICARBONATE | 5 | YES
W | IN VITRO DIAGNOSTIC MEDICAL DEVICES | W01010303 | CALCIUM | 5 | YES
W | IN VITRO DIAGNOSTIC MEDICAL DEVICES | W01010304 | CHLORIDE | 5 | YES
W | IN VITRO DIAGNOSTIC MEDICAL DEVICES | W01010305 | LITHIUM | 5 | YES
W | IN VITRO DIAGNOSTIC MEDICAL DEVICES | W01010306 | MAGNESIUM | 5 | YES
W | IN VITRO DIAGNOSTIC MEDICAL DEVICES | W01010307 | PHOSPHATE INORGANIC / PHOSPHORUS | 5 | YES
W | IN VITRO DIAGNOSTIC MEDICAL DEVICES | W01010308 | POTASSIUM | 5 | YES
W | IN VITRO DIAGNOSTIC MEDICAL DEVICES | W01010309 | SODIUM | 5 | YES
W | IN VITRO DIAGNOSTIC MEDICAL DEVICES | W01010399 | ELECTROLYTES - OTHER | 5 | YES
W | IN VITRO DIAGNOSTIC MEDICAL DEVICES | W010104 | MULTIPLE PARAMETERS - CLINICAL CHEMISTRY | 4 | NO
W | IN VITRO DIAGNOSTIC MEDICAL DEVICES | W01010401 | MULTIPLE ENZYMES ONLY - CLIN. CHEM LAB REAGENTS. | 5 | YES
W | IN VITRO DIAGNOSTIC MEDICAL DEVICES | W01010402 | MULTIPLE SUBSTRATES ONLY - CLIN. CHEM LAB R. | 5 | YES
W | IN VITRO DIAGNOSTIC MEDICAL DEVICES | W01010403 | MULTIPLE ELECTROLYTES ONLY - CLIN. CHEM LAB R. | 5 | YES
W | IN VITRO DIAGNOSTIC MEDICAL DEVICES | W01010404 | MULTIPLE PARAMETERS (MIX OF ALL) - CLIN. CHEM LAB R. | 5 | YES
W | IN VITRO DIAGNOSTIC MEDICAL DEVICES | W01010499 | MULTIPLE CLIN. CHEM LAB REAGENTS - OTHER | 5 | YES
W | IN VITRO DIAGNOSTIC MEDICAL DEVICES | W010105 | CONTROLS/STANDARDS/CALIBRATORS CLINICAL CHEMISTRY | 4 | NO
W | IN VITRO DIAGNOSTIC MEDICAL DEVICES | W01010501 | MULTICOMPONENT CONTROLS (CLINICAL CHEMISTRY) | 5 | NO
W | IN VITRO DIAGNOSTIC MEDICAL DEVICES | W0101050101 | ASSAYED MULTICOMPONENT CONTROLS (CC) | 6 | YES
W | IN VITRO DIAGNOSTIC MEDICAL DEVICES | W0101050102 | UNASSAYED MULTICOMPONENT CONTROLS (CC) | 6 | YES
W | IN VITRO DIAGNOSTIC MEDICAL DEVICES | W0101050199 | MULTICOMPONENT CONTROLS (CC) - OTHER | 6 | YES
W | IN VITRO DIAGNOSTIC MEDICAL DEVICES | W01010502 | SPECIFIC CONTROLS (CLINICAL CHEMISTRY) | 5 | NO
W | IN VITRO DIAGNOSTIC MEDICAL DEVICES | W0101050201 | ENZYME CONTROLS | 6 | YES
W | IN VITRO DIAGNOSTIC MEDICAL DEVICES | W0101050202 | LIPID CONTROLS | 6 | YES
W | IN VITRO DIAGNOSTIC MEDICAL DEVICES | W0101050203 | BILIRUBIN CONTROLS | 6 | YES
W | IN VITRO DIAGNOSTIC MEDICAL DEVICES | W01020303 | ONCOPROTEINS | 5 | NO
W | IN VITRO DIAGNOSTIC MEDICAL DEVICES | W0102030301 | HER-2/NEU | 6 | YES
W | IN VITRO DIAGNOSTIC MEDICAL DEVICES | W0102030302 | P53 | 6 | YES
W | IN VITRO DIAGNOSTIC MEDICAL DEVICES | W0102030399 | OTHER ONCOPROTEINS | 6 | YES
W | IN VITRO DIAGNOSTIC MEDICAL DEVICES | W01020390 | OTHER TUMOUR MARKERS | 5 | NO
W | IN VITRO DIAGNOSTIC MEDICAL DEVICES | W0102039001 | ALPHAFETOPROTEIN | 6 | YES
W | IN VITRO DIAGNOSTIC MEDICAL DEVICES | W0102039002 | BETA2-MICROGLOBULIN | 6 | YES
W | IN VITRO DIAGNOSTIC MEDICAL DEVICES | W0102039003 | CATHEPSIN-D | 6 | YES
W | IN VITRO DIAGNOSTIC MEDICAL DEVICES | W0102039004 | 5 HIAA | 6 | YES
W | IN VITRO DIAGNOSTIC MEDICAL DEVICES | W0102039005 | HUMAN PLACENTA LIKE ALKALINE PHOSPHATASE | 6 | YES
W | IN VITRO DIAGNOSTIC MEDICAL DEVICES | W0102039006 | LAMININ | 6 | YES
W | IN VITRO DIAGNOSTIC MEDICAL DEVICES | W0102039007 | NEURON SPECIFIC ENOLASE | 6 | YES
W | IN VITRO DIAGNOSTIC MEDICAL DEVICES | W0102039008 | THYMIDINE KINASE | 6 | YES
W | IN VITRO DIAGNOSTIC MEDICAL DEVICES | W0102039009 | TISSUE ASSOCIATED PROTEIN | 6 | YES
W | IN VITRO DIAGNOSTIC MEDICAL DEVICES | W0102039010 | MATRIX-METALLOPROTEINASES | 6 | YES
W | IN VITRO DIAGNOSTIC MEDICAL DEVICES | W0102039011 | SEROTONINE | 6 | YES
W | IN VITRO DIAGNOSTIC MEDICAL DEVICES | W0102039013 | FECAL OCCULT BLOOD (IC) | 6 | YES
W | IN VITRO DIAGNOSTIC MEDICAL DEVICES | W0102039014 | CHROMOGRANIN A | 6 | YES
W | IN VITRO DIAGNOSTIC MEDICAL DEVICES | W0102039015 | ALPHA SUBUNIT | 6 | YES
W | IN VITRO DIAGNOSTIC MEDICAL DEVICES | W0102039017 | PROTEIN INDUCED BY VITAMIN K ABSENCE OR ANTAGONIST-II (PIVKA-II) | 6 | YES
W | IN VITRO DIAGNOSTIC MEDICAL DEVICES | W0102039018 | ALPHA-FUCOSIDASE | 6 | YES
W | IN VITRO DIAGNOSTIC MEDICAL DEVICES | W0102039019 | SOLUBLE MESOTHELIN-RELATED PEPTIDES | 6 | YES
W | IN VITRO DIAGNOSTIC MEDICAL DEVICES | W0102039099 | TUMOUR MARKERS - OTHER | 6 | YES
W | IN VITRO DIAGNOSTIC MEDICAL DEVICES | W010204 | THYROID FUNCTION HORMONES | 4 | NO
W | IN VITRO DIAGNOSTIC MEDICAL DEVICES | W01020401 | FREE TRIIODOTHYRONINE | 5 | YES
W | IN VITRO DIAGNOSTIC MEDICAL DEVICES | W01020402 | FREE THYROXINE | 5 | YES
W | IN VITRO DIAGNOSTIC MEDICAL DEVICES | W01020403 | NEONATAL THYROID STIMULATING HORMONE | 5 | YES
W | IN VITRO DIAGNOSTIC MEDICAL DEVICES | W01020404 | REVERSE TRIIODOTHYRONINE | 5 | YES
W | IN VITRO DIAGNOSTIC MEDICAL DEVICES | W01020405 | TRIIODOTHYRONINE | 5 | YES
W | IN VITRO DIAGNOSTIC MEDICAL DEVICES | W01020406 | T- UPTAKE | 5 | YES
W | IN VITRO DIAGNOSTIC MEDICAL DEVICES | W01020407 | THYROXINE | 5 | YES
W | IN VITRO DIAGNOSTIC MEDICAL DEVICES | W01020408 | THYROGLOBULIN | 5 | YES
W | IN VITRO DIAGNOSTIC MEDICAL DEVICES | W01020409 | THYROID BINDING GLOBULIN | 5 | YES
W | IN VITRO DIAGNOSTIC MEDICAL DEVICES | W01020410 | THYROID STIMULATING HORMONE | 5 | YES
W | IN VITRO DIAGNOSTIC MEDICAL DEVICES | W01020411 | NEONATAL THYROXINE | 5 | YES
W | IN VITRO DIAGNOSTIC MEDICAL DEVICES | W01020499 | THYROID HORMONES - OTHER | 5 | YES
W | IN VITRO DIAGNOSTIC MEDICAL DEVICES | W010205 | FERTILITY / PREGNANCY HORMONES / PROTEINS | 4 | NO
W | IN VITRO DIAGNOSTIC MEDICAL DEVICES | W01020501 | FERTILITY FUNCTION HORMONES / PROTEINS | 5 | NO
W | IN VITRO DIAGNOSTIC MEDICAL DEVICES | W0102050101 | ANDROSTENEDIONE | 6 | YES
W | IN VITRO DIAGNOSTIC MEDICAL DEVICES | W0102050102 | DEHYDRO-EPIANDROSTERONE SULPHATE (INCL. DHEA) | 6 | YES
W | IN VITRO DIAGNOSTIC MEDICAL DEVICES | W0102050103 | ESTRADIOL | 6 | YES
W | IN VITRO DIAGNOSTIC MEDICAL DEVICES | W0102050104 | FOLLICLE STIMULATING HORMONE | 6 | YES
W | IN VITRO DIAGNOSTIC MEDICAL DEVICES | W0102050105 | LUTEINISING HORMONE | 6 | YES
W | IN VITRO DIAGNOSTIC MEDICAL DEVICES | W0102050106 | PROGESTERONE | 6 | YES
W | IN VITRO DIAGNOSTIC MEDICAL DEVICES | W0102050107 | 17 OH PROGESTERONE | 6 | YES
W | IN VITRO DIAGNOSTIC MEDICAL DEVICES | W0102050108 | PROLACTIN | 6 | YES
W | IN VITRO DIAGNOSTIC MEDICAL DEVICES | W0102050109 | SEX HORMONE BINDING GLOBULIN | 6 | YES
W | IN VITRO DIAGNOSTIC MEDICAL DEVICES | W0102050110 | TESTOSTERONE (WITH DEHYDRO AND FREE TESTOSTERONE) | 6 | YES
W | IN VITRO DIAGNOSTIC MEDICAL DEVICES | W0102050111 | ANDROSTERONE | 6 | YES
W | IN VITRO DIAGNOSTIC MEDICAL DEVICES | W0102050112 | ANDROSTANEDIOL-GLUCURONIDE | 6 | YES
W | IN VITRO DIAGNOSTIC MEDICAL DEVICES | W0102050114 | 11-DESOXYCORTISOL | 6 | YES
W | IN VITRO DIAGNOSTIC MEDICAL DEVICES | W0102050115 | CORTICOSTERON (R/M) | 6 | YES
W | IN VITRO DIAGNOSTIC MEDICAL DEVICES | W0102050199 | FERTILITY FUNCTION HORMONES - OTHER | 6 | YES
U | DEVICES FOR UROGENITAL SYSTEM | U020101 | URETERAL CATHETERS WITH CYLINDRICAL TIP | 4 | YES
U | DEVICES FOR UROGENITAL SYSTEM | U020102 | URETERAL CATHETERS WITH OPEN FLUTE BEAK TIP | 4 | YES
U | DEVICES FOR UROGENITAL SYSTEM | U020103 | URETERAL CATHETERS WITH CHEVASSU TIP | 4 | YES
U | DEVICES FOR UROGENITAL SYSTEM | U020104 | URETERAL CATHETERS WITH OLIVARE TIP | 4 | YES
U | DEVICES FOR UROGENITAL SYSTEM | U020199 | URETERAL CATHETERS WITHOUT BALLOON - OTHER | 4 | YES
U | DEVICES FOR UROGENITAL SYSTEM | U0202 | URETERAL CATHETERS WITH BALLOON | 3 | NO
U | DEVICES FOR UROGENITAL SYSTEM | U020201 | URETERAL CATHETERS FOR OCCLUSION | 4 | YES
U | DEVICES FOR UROGENITAL SYSTEM | U020202 | URETERAL CATHETERS WITH FLUTE TIP WITH BALLOON | 4 | YES
U | DEVICES FOR UROGENITAL SYSTEM | U020299 | URETERAL CATHETERS WITH BALLOON - OTHER | 4 | YES
U | DEVICES FOR UROGENITAL SYSTEM | U0203 | URETERAL STENTS | 3 | NO
U | DEVICES FOR UROGENITAL SYSTEM | U020301 | SINGLE LOOP URETERAL STENTS | 4 | YES
U | DEVICES FOR UROGENITAL SYSTEM | U020302 | DOUBLE LOOP URETERAL STENTS | 4 | YES
U | DEVICES FOR UROGENITAL SYSTEM | U020399 | URETERAL STENTS - OTHER | 4 | YES
U | DEVICES FOR UROGENITAL SYSTEM | U0204 | TRANSILLUMINATING URETERAL CATHETERS | 3 | YES
U | DEVICES FOR UROGENITAL SYSTEM | U0280 | URETERAL CATHETERS AND STENTS - ACCESSORIES | 3 | YES
U | DEVICES FOR UROGENITAL SYSTEM | U0299 | URETERAL CATHETERS - OTHER | 3 | YES
U | DEVICES FOR UROGENITAL SYSTEM | U03 | DEVICES FOR URETHRAL, URETERAL AND NEPHROSTOMIC DILATION | 2 | NO
U | DEVICES FOR UROGENITAL SYSTEM | U0301 | DEVICES FOR RIGID DILATION OF THE URINARY TRACT | 3 | NO
U | DEVICES FOR UROGENITAL SYSTEM | U030101 | SEQUENTIAL DILATORS FOR PERCUTANEOUS NEPHROSTOMY | 4 | NO
U | DEVICES FOR UROGENITAL SYSTEM | U03010101 | AMPLATZ CANNULAS FOR URINARY DILATION | 5 | YES
U | DEVICES FOR UROGENITAL SYSTEM | U03010199 | PERCUTANEOUS NEPHROSTOMY, SEQUENTIAL DILATORS - OTHER | 5 | YES
U | DEVICES FOR UROGENITAL SYSTEM | U030102 | URETHRAL AND URETERAL DILATORS | 4 | NO
U | DEVICES FOR UROGENITAL SYSTEM | U03010201 | URETHRAL DILATORS | 5 | YES
U | DEVICES FOR UROGENITAL SYSTEM | U03010202 | URETERAL DILATORS | 5 | YES
U | DEVICES FOR UROGENITAL SYSTEM | U0302 | DEVICES FOR PNEUMATIC DILATION OF THE URINARY TRACT | 3 | NO
U | DEVICES FOR UROGENITAL SYSTEM | U030201 | URETHRAL DILATORS, WITH BALLOON | 4 | YES
U | DEVICES FOR UROGENITAL SYSTEM | U030202 | URETERAL DILATORS, WITH BALLOON | 4 | YES
U | DEVICES FOR UROGENITAL SYSTEM | U0380 | DEVICES FOR URINARY TRACT DILATION - ACCESSORIES | 3 | YES
U | DEVICES FOR UROGENITAL SYSTEM | U0399 | DEVICES FOR URINARY TRACT DILATION - OTHER | 3 | YES
U | DEVICES FOR UROGENITAL SYSTEM | U04 | DEVICES FOR PERCUTANEOUS URINARY DRAINAGE AND NEPHROSTOMY CATHETERS | 2 | NO
U | DEVICES FOR UROGENITAL SYSTEM | U0401 | DEVICES FOR SUPRAPUBIC URINARY DRAINAGE | 3 | NO
U | DEVICES FOR UROGENITAL SYSTEM | U040101 | KITS WITH DRAINAGE CATHETERS, DIRECT PUNCTURE | 4 | YES
U | DEVICES FOR UROGENITAL SYSTEM | U040102 | KITS WITH DRAINAGE CATHETERS AND INTRODUCERS | 4 | YES
U | DEVICES FOR UROGENITAL SYSTEM | U040199 | DEVICES FOR SUPRAPUBIC URINARY DRAINAGE - OTHER | 4 | YES
U | DEVICES FOR UROGENITAL SYSTEM | U0402 | DEVICES FOR PERCUTANEOUS NEPHROSTOMY | 3 | NO
U | DEVICES FOR UROGENITAL SYSTEM | U040201 | NEPHROSTOMY KITS, DIRECT PUNCTURE | 4 | YES
U | DEVICES FOR UROGENITAL SYSTEM | U040202 | NEPHROSTOMY KITS, SELDINGER METHOD | 4 | YES
U | DEVICES FOR UROGENITAL SYSTEM | U040203 | NEPHROSTOMY CATHETERS | 4 | YES
U | DEVICES FOR UROGENITAL SYSTEM | U040299 | DEVICES FOR PERCUTANEOUS NEPHROSTOMY - OTHER | 4 | YES
U | DEVICES FOR UROGENITAL SYSTEM | U0403 | DEVICES FOR URETERAL DIVERSION AND URETEROCUTANEOSTOMY | 3 | NO
U | DEVICES FOR UROGENITAL SYSTEM | U040301 | URETERAL DIVERSION PROBES, BRACCI | 4 | YES
U | DEVICES FOR UROGENITAL SYSTEM | U040302 | URETEROCUTANEOSTOMY PROBES | 4 | YES
U | DEVICES FOR UROGENITAL SYSTEM | U040399 | DEVICES FOR URETERAL DIVERSION AND URETEROCUTANEOSTOMY - OTHER | 4 | YES
U | DEVICES FOR UROGENITAL SYSTEM | U0480 | DEVICES FOR PERCUTANEOUS URINARY DRAINAGE - ACCESSORIES | 3 | YES
U | DEVICES FOR UROGENITAL SYSTEM | U0499 | DEVICES FOR PERCUTANEOUS URINARY DRAINAGE - OTHER | 3 | YES
U | DEVICES FOR UROGENITAL SYSTEM | U05 | URODYNAMICS DEVICES | 2 | NO
U | DEVICES FOR UROGENITAL SYSTEM | U0501 | CYSTOMANOMETRY AND URETHROMANOMETRY CATHETERS | 3 | NO
U | DEVICES FOR UROGENITAL SYSTEM | U050101 | CYSTOMANOMETRY CATHETERS, WITHOUT BALLOON | 4 | NO
U | DEVICES FOR UROGENITAL SYSTEM | U05010101 | CYSTOMANOMETRY CATHETERS, WITHOUT BALLOON, 2-WAY | 5 | YES
U | DEVICES FOR UROGENITAL SYSTEM | U05010102 | CYSTOMANOMETRY CATHETERS, WITHOUT BALLOON, 3-WAY | 5 | YES
U | DEVICES FOR UROGENITAL SYSTEM | U050199 | CYSTOMANOMETRY AND URETHROMANOMETRY CATHETERS - OTHER | 4 | YES
U | DEVICES FOR UROGENITAL SYSTEM | U0502 | URINARY PRESSURE-FLOW STUDY CATHETERS | 3 | NO
U | DEVICES FOR UROGENITAL SYSTEM | U050201 | FILLING CATHETERS FOR URINARY PRESSURE-FLOW STUDY | 4 | YES
U | DEVICES FOR UROGENITAL SYSTEM | U050202 | BLADDER PRESSURE-FLOW STUDY CATHETERS | 4 | YES
U | DEVICES FOR UROGENITAL SYSTEM | U050299 | URINARY PRESSURE-FLOW STUDY CATHETERS - OTHER | 4 | YES
U | DEVICES FOR UROGENITAL SYSTEM | U0503 | URETHRAL PRESSURE PROFILE CATHETERS | 3 | NO
U | DEVICES FOR UROGENITAL SYSTEM | U050301 | URETHRAL PRESSURE PROFILE CATHETERS WITHOUT BALLOON | 4 | NO
U | DEVICES FOR UROGENITAL SYSTEM | U05030101 | URETHRAL PRESSURE PROFILE CATHETERS WITHOUT BALLOON, 1-WAY | 5 | YES
U | DEVICES FOR UROGENITAL SYSTEM | U05030102 | URETHRAL PRESSURE PROFILE CATHETERS WITHOUT BALLOON, 2-WAY | 5 | YES
U | DEVICES FOR UROGENITAL SYSTEM | U050399 | URETHRAL PRESSURE PROFILE CATHETERS - OTHER | 4 | YES
U | DEVICES FOR UROGENITAL SYSTEM | U0504 | INTRA-ABDOMINAL PRESSURE MEASUREMENT CATHETERS | 3 | NO
U | DEVICES FOR UROGENITAL SYSTEM | U050401 | INTRA-ABDOMINAL PRESSURE MEASUREMENT CATHETERS, WITHOUT BALLOON | 4 | YES
U | DEVICES FOR UROGENITAL SYSTEM | U050402 | INTRA-ABDOMINAL PRESSURE MEASUREMENT CATHETERS, WITH BALLOON | 4 | YES
U | DEVICES FOR UROGENITAL SYSTEM | U0505 | CAVERNOSOMETRY AND CAVERNOSOGRAPHY PROBES | 3 | YES
U | DEVICES FOR UROGENITAL SYSTEM | U0580 | URODYNAMICS DEVICES - ACCESSORIES | 3 | YES
U | DEVICES FOR UROGENITAL SYSTEM | U0599 | URODYNAMICS DEVICES - OTHER | 3 | YES
U | DEVICES FOR UROGENITAL SYSTEM | U06 | UROLOGICAL GUIDEWIRES | 2 | NO
U | DEVICES FOR UROGENITAL SYSTEM | U0601 | UROLOGICAL GUIDEWIRES, HYDROPHILIC | 3 | YES
U | DEVICES FOR UROGENITAL SYSTEM | U0602 | UROLOGICAL GUIDEWIRES, NOT HYDROPHILIC | 3 | YES
U | DEVICES FOR UROGENITAL SYSTEM | U0699 | UROLOGICAL GUIDEWIRES - OTHER | 3 | YES
U | DEVICES FOR UROGENITAL SYSTEM | U07 | DEVICES FOR THE TREATMENT OF INCONTINENCE | 2 | NO
U | DEVICES FOR UROGENITAL SYSTEM | U0701 | INTERNAL SYSTEMS FOR THE TREATMENT OF INCONTINENCE | 3 | NO
U | DEVICES FOR UROGENITAL SYSTEM | U070101 | SLING SYSTEMS FOR THE TREATMENT OF INCONTINENCE | 4 | YES
U | DEVICES FOR UROGENITAL SYSTEM | U070199 | INTERNAL SYSTEMS FOR THE TREATMENT OF INCONTINENCE - OTHER | 4 | YES
U | DEVICES FOR UROGENITAL SYSTEM | U0702 | EXTERNAL DEVICES FOR THE TREATMENT OF INCONTINENCE | 3 | NO
U | DEVICES FOR UROGENITAL SYSTEM | U070201 | SHEATH CATHETER FOR THE TREATMENT OF INCONTINENCE | 4 | YES
U | DEVICES FOR UROGENITAL SYSTEM | U070299 | EXTERNAL DEVICES FOR THE TREATMENT OF INCONTINENCE - OTHER | 4 | YES
U | DEVICES FOR UROGENITAL SYSTEM | U0703 | PELVIC FLOOR REHABILITATION DEVICES | 3 | NO
U | DEVICES FOR UROGENITAL SYSTEM | U070301 | PELVIC FLOOR REHABILITATION DEVICES, BIOFEEDBACK, SINGLE-USE | 4 | YES
U | DEVICES FOR UROGENITAL SYSTEM | U070302 | PELVIC FLOOR REHABILITATION DEVICES, FUNCTIONAL ELECTROSTIMULATION, SINGLE-USE | 4 | YES
U | DEVICES FOR UROGENITAL SYSTEM | U070399 | PELVIC FLOOR REHABILITATION DEVICES - OTHER | 4 | YES
U | DEVICES FOR UROGENITAL SYSTEM | U0780 | DEVICES FOR THE TREATMENT OF INCONTINENCE - ACCESSORIES | 3 | YES
U | DEVICES FOR UROGENITAL SYSTEM | U0799 | DEVICES FOR THE TREATMENT OF INCONTINENCE - OTHER | 3 | YES
U | DEVICES FOR UROGENITAL SYSTEM | U08 | GYNAECOLOGICAL DEVICES | 2 | NO
U | DEVICES FOR UROGENITAL SYSTEM | U0801 | GYNAECOLOGICAL CATHETERS | 3 | NO
U | DEVICES FOR UROGENITAL SYSTEM | U080101 | CATHETERS FOR ENDOMETRIAL ABLATION | 4 | YES
U | DEVICES FOR UROGENITAL SYSTEM | U080102 | CATHETERS FOR HYSTEROSALPINGOGRAPHY | 4 | YES
U | DEVICES FOR UROGENITAL SYSTEM | U080103 | CATHETERS FOR HYSTEROSCOPY | 4 | YES
U | DEVICES FOR UROGENITAL SYSTEM | U080199 | GYNAECOLOGICAL CATHETERS - OTHER | 4 | YES
U | DEVICES FOR UROGENITAL SYSTEM | U0802 | DEVICES FOR ASSISTED REPRODUCTION | 3 | NO
U | DEVICES FOR UROGENITAL SYSTEM | U080201 | CATHETERS FOR ASSISTED REPRODUCTION | 4 | NO
U | DEVICES FOR UROGENITAL SYSTEM | U08020101 | CATHETERS FOR INSEMINATION | 5 | YES
U | DEVICES FOR UROGENITAL SYSTEM | U08020102 | CATHETERS FOR EMBRYO TRANSFER | 5 | YES
U | DEVICES FOR UROGENITAL SYSTEM | U08020180 | ASSISTED REPRODUCTION CATHETERS - ACCESSORIES | 5 | YES
U | DEVICES FOR UROGENITAL SYSTEM | U08020199 | ASSISTED REPRODUCTION CATHETERS - OTHER | 5 | YES
U | DEVICES FOR UROGENITAL SYSTEM | U080202 | NEEDLES AND SETS FOR OOCYTE RETRIEVAL FOR ASSISTED REPRODUCTION | 4 | NO
U | DEVICES FOR UROGENITAL SYSTEM | U08020201 | SINGLE LUMEN NEEDLES AND SETS/SYSTEMS FOR OOCYTE RETRIEVAL | 5 | YES
U | DEVICES FOR UROGENITAL SYSTEM | U08020202 | DOUBLE LUMEN NEEDLES AND SETS/SYSTEMS FOR OOCYTE RETRIEVAL | 5 | YES
U | DEVICES FOR UROGENITAL SYSTEM | U080203 | DEVICES FOR MICROMANIPULATION OF BIOLOGICAL MATERIAL FOR ASSISTED REPRODUCTION | 4 | NO
U | DEVICES FOR UROGENITAL SYSTEM | U08020301 | PIPETTES FOR ASSISTED REPRODUCTION | 5 | NO
U | DEVICES FOR UROGENITAL SYSTEM | U0802030101 | BIOPSY PIPETTES FOR ASSISTED REPRODUCTION | 6 | YES
U | DEVICES FOR UROGENITAL SYSTEM | U0802030102 | DENUDING PIPETTES | 6 | YES
U | DEVICES FOR UROGENITAL SYSTEM | U0802030103 | HANDLING PIPETTES | 6 | YES
U | DEVICES FOR UROGENITAL SYSTEM | U0802030104 | HATCHING/DRILLING PIPETTES | 6 | YES
U | DEVICES FOR UROGENITAL SYSTEM | U0802030105 | HOLDING PIPETTES | 6 | YES
U | DEVICES FOR UROGENITAL SYSTEM | U0802030106 | ICSI PIPETTES | 6 | YES
U | DEVICES FOR UROGENITAL SYSTEM | U0802030107 | PASTEUR PIPETTES FOR ASSISTED REPRODUCTION | 6 | YES
U | DEVICES FOR UROGENITAL SYSTEM | U0802030108 | PZD PIPETTES | 6 | YES
U | DEVICES FOR UROGENITAL SYSTEM | U0802030199 | PIPETTES FOR ASSISTED REPRODUCTION - OTHER | 6 | YES
U | DEVICES FOR UROGENITAL SYSTEM | U08020302 | SYSTEMS FOR MICROMANIPULATION OF BIOLOGICAL MATERIAL FOR ASSISTED REPRODUCTION | 5 | NO
U | DEVICES FOR UROGENITAL SYSTEM | U0802030201 | TIPS FOR ASSISTED REPRODUCTION | 6 | YES
U | DEVICES FOR UROGENITAL SYSTEM | U0802030202 | HANDPIECES FOR TIPS FOR ASSISTED REPRODUCTION | 6 | YES
U | DEVICES FOR UROGENITAL SYSTEM | U08020380 | DEVICES FOR MICROMANIPULATION OF BIOLOGICAL MATERIAL FOR ASSISTED REPRODUCTION - ACCESSORIES | 5 | YES
U | DEVICES FOR UROGENITAL SYSTEM | U08020399 | DEVICES FOR MICROMANIPULATION OF BIOLOGICAL MATERIAL FOR ASSISTED REPRODUCTION - OTHER | 5 | YES
U | DEVICES FOR UROGENITAL SYSTEM | U080204 | CRYOPRESERVATION CONTAINERS/SETS FOR ASSISTED REPRODUCTION | 4 | NO
U | DEVICES FOR UROGENITAL SYSTEM | U08020401 | CRYOPRESERVATION CONTAINERS/STRAWS/VIALS FOR ASSISTED REPRODUCTION | 5 | YES
U | DEVICES FOR UROGENITAL SYSTEM | U080205 | SUBSTRATES FOR STORING/HANDLING BIOLOGICAL MATERIAL FOR ASSISTED REPRODUCTION | 4 | NO
U | DEVICES FOR UROGENITAL SYSTEM | U08020501 | MATERIALS/SOLUTIONS FOR FREEZING/THAWING FOR ASSISTED REPRODUCTION | 5 | YES
U | DEVICES FOR UROGENITAL SYSTEM | U08020502 | MATERIALS/SOLUTIONS FOR PREPARATION/HANDLING FOR ASSISTED REPRODUCTION | 5 | YES
U | DEVICES FOR UROGENITAL SYSTEM | U08020503 | MATERIALS/CULTURE MEDIA FOR ASSISTED REPRODUCTION | 5 | YES
U | DEVICES FOR UROGENITAL SYSTEM | U08020599 | SUBSTRATES FOR STORING/HANDLING BIOLOGICAL MATERIAL FOR ASSISTED REPRODUCTION - OTHER | 5 | YES
U | DEVICES FOR UROGENITAL SYSTEM | U080206 | CULTURE PLATES FOR ASSISTED REPRODUCTION | 4 | YES
U | DEVICES FOR UROGENITAL SYSTEM | U080207 | CONTAINERS FOR PREPARATION OF BIOLOGICAL MATERIAL FOR ASSISTED REPRODUCTION | 4 | YES
U | DEVICES FOR UROGENITAL SYSTEM | U080299 | DEVICES FOR ASSISTED REPRODUCTION - OTHER | 4 | YES
U | DEVICES FOR UROGENITAL SYSTEM | U0803 | VAGINAL DEVICES IN THE FORM OF SOLUTIONS/CREAMS/OVA/TABLETS | 3 | YES
U | DEVICES FOR UROGENITAL SYSTEM | U0890 | DEVICES FOR GYNECOLOGY - VARIOUS | 3 | NO
U | DEVICES FOR UROGENITAL SYSTEM | U089002 | DEVICES FOR GYNAECOLOGICAL CYTOLOGY | 4 | YES
U | DEVICES FOR UROGENITAL SYSTEM | U089003 | HYSTEROMETERS, SINGLE-USE | 4 | YES
U | DEVICES FOR UROGENITAL SYSTEM | U089005 | PESSARIANS | 4 | YES
U | DEVICES FOR UROGENITAL SYSTEM | U089006 | VAGINAL SPECULUM, SINGLE-USE | 4 | YES
U | DEVICES FOR UROGENITAL SYSTEM | U089009 | VAGINAL APPLICATORS, SINGLE-USE | 4 | YES
U | DEVICES FOR UROGENITAL SYSTEM | U089010 | UTERINE CURETTES, SINGLE-USE | 4 | YES
U | DEVICES FOR UROGENITAL SYSTEM | U0899 | GYNAECOLOGICAL DEVICES - OTHER | 3 | YES
U | DEVICES FOR UROGENITAL SYSTEM | U09 | UROGENITAL ENDOSCOPIC DEVICES | 2 | NO
U | DEVICES FOR UROGENITAL SYSTEM | U0901 | URINARY STONE RETRIEVAL DEVICES | 3 | NO
U | DEVICES FOR UROGENITAL SYSTEM | U090101 | URINARY STONE RETRIEVAL BASKETS | 4 | YES
U | DEVICES FOR UROGENITAL SYSTEM | U090102 | URINARY STONE RETRIEVAL BALLOON CATHETERS | 4 | YES
U | DEVICES FOR UROGENITAL SYSTEM | U090199 | URINARY STONE RETRIEVAL DEVICES - OTHER | 4 | YES
U | DEVICES FOR UROGENITAL SYSTEM | U0902 | UROGENITAL ENDOSCOPIC RESECTION INSTRUMENTS | 3 | NO
U | DEVICES FOR UROGENITAL SYSTEM | U090201 | UROGENITAL THERMOABLATION, NEEDLES AND KITS | 4 | YES
U | DEVICES FOR UROGENITAL SYSTEM | U090202 | PROSTATECTOMY LOOPS | 4 | YES
U | DEVICES FOR UROGENITAL SYSTEM | U090203 | GYNAECOLOGY LOOPS | 4 | YES
U | DEVICES FOR UROGENITAL SYSTEM | U090204 | BLADDER EVACUATORS | 4 | YES
U | DEVICES FOR UROGENITAL SYSTEM | U090299 | UROGENITAL ENDOSCOPIC RESECTION INSTRUMENTS - OTHER | 4 | YES
U | DEVICES FOR UROGENITAL SYSTEM | U0903 | SINGLE-USE INSTRUMENTS FOR UROGENITAL ENDOSCOPY | 3 | NO
U | DEVICES FOR UROGENITAL SYSTEM | U090301 | FORCEPS FOR UROGENITAL ENDOSCOPY, SINGLE-USE | 4 | NO
U | DEVICES FOR UROGENITAL SYSTEM | U09030101 | BIOPSY FORCEPS FOR UROGENITAL ENDOSCOPY, SINGLE-USE | 5 | NO
U | DEVICES FOR UROGENITAL SYSTEM | U0903010101 | COLD BIOPSY FORCEPS FOR UROGENITAL ENDOSCOPY, SINGLE-USE | 6 | YES
U | DEVICES FOR UROGENITAL SYSTEM | U0903010102 | HOT BIOPSY FORCEPS FOR UROGENITAL ENDOSCOPY, SINGLE-USE | 6 | YES
U | DEVICES FOR UROGENITAL SYSTEM | U09030102 | EXTRACTION FORCEPS FOR UROGENITAL ENDOSCOPY, SINGLE-USE | 5 | YES
U | DEVICES FOR UROGENITAL SYSTEM | U09030199 | FORCEPS FOR UROGENITAL ENDOSCOPY, SINGLE-USE - OTHER | 5 | YES
U | DEVICES FOR UROGENITAL SYSTEM | U090303 | UROGENITAL ENDOSCOPY BRUSHES | 4 | NO
U | DEVICES FOR UROGENITAL SYSTEM | U09030301 | UROGENITAL CYTOLOGY BRUSHES | 5 | YES
U | DEVICES FOR UROGENITAL SYSTEM | U14 | NON-IMPLANTABLE DEVICES FOR SEXUAL DYSFUNCTION | 2 | YES
U | DEVICES FOR UROGENITAL SYSTEM | U99 | DEVICES FOR UROGENITAL SYSTEM - OTHER | 2 | YES
V | VARIOUS MEDICAL DEVICES | V | VARIOUS MEDICAL DEVICES | 1 | NO
V | VARIOUS MEDICAL DEVICES | V01 | CUTTING DEVICES, SINGLE-USE | 2 | NO
V | VARIOUS MEDICAL DEVICES | V0101 | SCALPELS, SINGLE-USE | 3 | NO
V | VARIOUS MEDICAL DEVICES | V010101 | SCALPELS WITH SAFETY SYSTEMS, SINGLE-USE | 4 | YES
V | VARIOUS MEDICAL DEVICES | V010102 | SCALPELS WITHOUT SAFETY SYSTEMS, SINGLE-USE | 4 | YES
V | VARIOUS MEDICAL DEVICES | V0102 | STAPLE REMOVER KNIVES, SINGLE-USE | 3 | YES
V | VARIOUS MEDICAL DEVICES | V0103 | BLADES, SINGLE-USE - NOT INCLUDED IN OTHER CLASSES | 3 | NO
V | VARIOUS MEDICAL DEVICES | V010301 | BLADES WITH SAFETY SYSTEMS, SINGLE-USE - NOT INCLUDED IN OTHER CLASSES | 4 | YES
V | VARIOUS MEDICAL DEVICES | V010302 | BLADES WITHOUT SAFETY SYSTEMS, SINGLE-USE - NOT INCLUDED IN OTHER CLASSES | 4 | YES
V | VARIOUS MEDICAL DEVICES | V0104 | LANCETS, SINGLE-USE | 3 | NO
V | VARIOUS MEDICAL DEVICES | V010401 | LANCETS WITH SAFETY SYSTEMS, SINGLE-USE | 4 | YES
V | VARIOUS MEDICAL DEVICES | V010402 | LANCETS WITHOUT SAFETY SYSTEMS, SINGLE-USE | 4 | YES
V | VARIOUS MEDICAL DEVICES | V0199 | CUTTING DEVICES, SINGLE-USE - OTHER | 3 | YES
V | VARIOUS MEDICAL DEVICES | V02 | NEONATOLOGY AND PAEDIATRIC DEVICES | 2 | NO
V | VARIOUS MEDICAL DEVICES | V0201 | PHOTOTHERAPY MASKS | 3 | YES
V | VARIOUS MEDICAL DEVICES | V0202 | UMBILICAL CLAMPS AND CLIPPERS, SINGLE-USE | 3 | YES
V | VARIOUS MEDICAL DEVICES | V0203 | NEWBORN NUTRITION DEVICES | 3 | NO
V | VARIOUS MEDICAL DEVICES | V020301 | MANUAL BREAST PUMPERS AND KITS | 4 | YES
V | VARIOUS MEDICAL DEVICES | V020302 | BABY BOTTLES AND KIT | 4 | YES
V | VARIOUS MEDICAL DEVICES | V020303 | TEATS | 4 | YES
V | VARIOUS MEDICAL DEVICES | V020380 | NEWBORN NUTRITION DEVICES - ACCESSORIES | 4 | YES
V | VARIOUS MEDICAL DEVICES | V020399 | NEWBORN NUTRITION DEVICES - OTHER | 4 | YES
V | VARIOUS MEDICAL DEVICES | V0280 | NEONATOLOGY AND PEDIATRICS DEVICES - ACCESSORIES NOT INCLUDED IN OTHER CLASSES | 3 | NO
V | VARIOUS MEDICAL DEVICES | V028002 | NEONATOLOGY CARE KITS | 4 | YES
V | VARIOUS MEDICAL DEVICES | V028099 | NEONATOLOGY AND PEDIATRICS DEVICES - ACCESSORIES NOT INCLUDED IN OTHER CLASSES - OTHER | 4 | YES
V | VARIOUS MEDICAL DEVICES | V0299 | NEONATOLOGY AND PAEDIATRIC DEVICES - OTHER | 3 | YES
V | VARIOUS MEDICAL DEVICES | V03 | MEASUREMENT DEVICES | 2 | NO
V | VARIOUS MEDICAL DEVICES | V0301 | BODY TEMPERATURE MEASUREMENT DEVICES | 3 | NO
V | VARIOUS MEDICAL DEVICES | V030101 | THERMOMETERS | 4 | NO
V | VARIOUS MEDICAL DEVICES | V03010102 | DIGITAL THERMOMETERS | 5 | NO
V | VARIOUS MEDICAL DEVICES | V0301010201 | CONTACT DIGITAL THERMOMETERS (INCLUDING PROBES) | 6 | YES
V | VARIOUS MEDICAL DEVICES | V0301010202 | NON-CONTACT DIGITAL THERMOMETERS | 6 | YES
V | VARIOUS MEDICAL DEVICES | V0301010299 | DIGITAL THERMOMETERS - OTHER | 6 | YES
V | VARIOUS MEDICAL DEVICES | V03010104 | LIQUID EXPANSION THERMOMETERS | 5 | YES
V | VARIOUS MEDICAL DEVICES | V03010105 | LIQUID CRYSTAL BODY TEMPERATURE INDICATORS | 5 | YES
V | VARIOUS MEDICAL DEVICES | V03010199 | THERMOMETERS - OTHER | 5 | YES
V | VARIOUS MEDICAL DEVICES | V030102 | BODY TEMPERATURE MONITORING PROBES | 4 | NO
V | VARIOUS MEDICAL DEVICES | V03010201 | TEMPERATURE MONITORING CUTANEOUS PROBES | 5 | YES
V | VARIOUS MEDICAL DEVICES | V03010299 | BODY TEMPERATURE MONITORING PROBES - OTHER | 5 | YES
V | VARIOUS MEDICAL DEVICES | V030180 | BODY TEMPERATURE MEASURING DEVICES - ACCESSORIES | 4 | YES
V | VARIOUS MEDICAL DEVICES | V030199 | BODY TEMPERATURE MEASURING DEVICES - OTHER | 4 | YES
V | VARIOUS MEDICAL DEVICES | V0302 | CLINICAL DIMENSIONAL PARAMETERS MEASURING DEVICES | 3 | NO
V | VARIOUS MEDICAL DEVICES | V030201 | CALIPERS | 4 | YES
V | VARIOUS MEDICAL DEVICES | V030202 | GONIOMETERS | 4 | YES
V | VARIOUS MEDICAL DEVICES | V030203 | OPHTHALMOLOGY MEASUREMENT DEVICES NOT INCLUDED IN OTHER CLASSES | 4 | YES
V | VARIOUS MEDICAL DEVICES | V030204 | IMPLANT MEASUREMENT DEVICES NOT INCLUDED IN OTHER CLASSES | 4 | YES
V | VARIOUS MEDICAL DEVICES | V030205 | OBSTETRICS AND GYNECOLOGY MEASUREMENT DEVICES NOT INCLUDED IN OTHER CLASSES | 4 | YES
V | VARIOUS MEDICAL DEVICES | V030206 | UROLOGY MEASUREMENT DEVICES NOT INCLUDED IN OTHER CLASSES | 4 | YES
V | VARIOUS MEDICAL DEVICES | V030207 | SENSITIVITY MEASUREMENTS DEVICES NOT INCLUDED IN OTHER CLASSES | 4 | YES
V | VARIOUS MEDICAL DEVICES | V030208 | ENT MEASUREMENT DEVICES NOT INCLUDED IN OTHER CLASSES | 4 | YES
V | VARIOUS MEDICAL DEVICES | V030209 | CLINICAL ALTIMETERS | 4 | YES
V | VARIOUS MEDICAL DEVICES | V030210 | WEIGHING SCALES (EXCLUDING THOSE FOR NEONATOLOGY) | 4 | YES
V | VARIOUS MEDICAL DEVICES | V030211 | MULTIDIMENSIONAL MEASUREMENTS STATIONS | 4 | NO
V | VARIOUS MEDICAL DEVICES | V03021101 | CLINICAL ALTIMETERS WITH WEIGHING SCALE | 5 | YES
V | VARIOUS MEDICAL DEVICES | V03021199 | MULTIDIMENSIONAL MEASUREMENTS STATIONS - OTHER | 5 | YES
V | VARIOUS MEDICAL DEVICES | V030299 | DIMENSIONAL CLINICAL PARAMETERS MEASURING DEVICES - OTHER | 4 | YES
V | VARIOUS MEDICAL DEVICES | V0380 | DEVICES WITH MEASURING FUNCTIONS - ACCESSORIES | 3 | YES
V | VARIOUS MEDICAL DEVICES | V0399 | MEASUREMENT DEVICES - OTHER | 3 | YES
V | VARIOUS MEDICAL DEVICES | V04 | CLINICAL USE CONTAINERS (NON-IVD) | 2 | NO
V | VARIOUS MEDICAL DEVICES | V0401 | CLINICAL USE BOTTLES | 3 | YES
V | VARIOUS MEDICAL DEVICES | V0402 | CLINICAL USE TRAYS AND BOWLS | 3 | YES
V | VARIOUS MEDICAL DEVICES | V0480 | CLINICAL USE CONTAINERS (NON-IVD) - ACCESSORIES | 3 | YES
V | VARIOUS MEDICAL DEVICES | V0499 | CLINICAL USE CONTAINERS (NON-IVD) - OTHER | 3 | YES
V | VARIOUS MEDICAL DEVICES | V05 | CLINICAL PROCEDURES KITS NOT INCLUDED IN OTHER CLASSES | 2 | NO
V | VARIOUS MEDICAL DEVICES | V0501 | CLINICAL EMERGENCY KITS | 3 | YES
V | VARIOUS MEDICAL DEVICES | V0502 | CLINICAL ADMINISTRATION KITS NOT INCLUDED IN OTHER CLASSES | 3 | YES
V | VARIOUS MEDICAL DEVICES | V0599 | CLINICAL PROCEDURES KITS NOT INCLUDED IN OTHER CLASSES - OTHER | 3 | YES
V | VARIOUS MEDICAL DEVICES | V06 | CLINICAL PROCEDURE SIMULATION DEVICES | 2 | NO
V | VARIOUS MEDICAL DEVICES | V0601 | ORTHOPAEDIC AND TRAUMATOLOGY PROCEDURES SIMULATION DEVICES | 3 | NO
V | VARIOUS MEDICAL DEVICES | V060101 | ORTHOPAEDIC PROSTHESES TESTING DEVICES | 4 | NO
V | VARIOUS MEDICAL DEVICES | V06010101 | HIP PROSTHESES TESTING DEVICES | 5 | YES
V | VARIOUS MEDICAL DEVICES | V06010102 | KNEE PROSTHESES TESTING DEVICES | 5 | YES
V | VARIOUS MEDICAL DEVICES | V06010103 | SHOULDER PROSTHESES TESTING DEVICES | 5 | YES
V | VARIOUS MEDICAL DEVICES | V06010199 | ORTHOPAEDIC PROSTHESES TESTING DEVICES - OTHER | 5 | YES
V | VARIOUS MEDICAL DEVICES | V060102 | SPINAL SURGERY TESTING DEVICES | 4 | YES
V | VARIOUS MEDICAL DEVICES | V0602 | VASCULAR PROCEDURES SIMULATION DEVICES | 3 | YES
V | VARIOUS MEDICAL DEVICES | V0603 | DENTAL PROCEDURES SIMULATION DEVICES | 3 | YES
V | VARIOUS MEDICAL DEVICES | V0604 | GENERAL SURGICAL PROCEDURES SIMULATION DEVICES | 3 | YES
V | VARIOUS MEDICAL DEVICES | V0605 | OPHTHALMOLOGICAL PROCEDURES SIMULATION DEVICES | 3 | YES
V | VARIOUS MEDICAL DEVICES | V0606 | BREAST SURGERY TESTING DEVICES | 3 | YES
V | VARIOUS MEDICAL DEVICES | V0607 | OSTEOSYNTHESIS IMPLANTS TESTING DEVICES | 3 | YES
V | VARIOUS MEDICAL DEVICES | V0680 | CLINICAL PROCEDURES SIMULATION DEVICES - ACCESSORIES | 3 | YES
V | VARIOUS MEDICAL DEVICES | V0699 | CLINICAL PROCEDURES SIMULATION DEVICES - OTHER | 3 | YES
V | VARIOUS MEDICAL DEVICES | V07 | MEDICAL DEVICE CLEANING DEVICES, NOT OTHERWISE CLASSIFIED | 2 | NO
V | VARIOUS MEDICAL DEVICES | V0701 | CLEANING BRUSHES | 3 | NO
V | VARIOUS MEDICAL DEVICES | V070101 | ENDOSCOPES CLEANING BRUSHES - FOR GENERIC USE | 4 | YES
V | VARIOUS MEDICAL DEVICES | V070102 | DIGESTIVE ENDOSCOPY ENDOSCOPES CLEANING BRUSHES | 4 | YES
V | VARIOUS MEDICAL DEVICES | V070103 | NEPHRO-CISTOSCOPIC OPTICS CLEANING BRUSHES | 4 | YES
V | VARIOUS MEDICAL DEVICES | V070104 | BRONCHOSCOPIC OPTICS CLEANING BRUSHES | 4 | YES
V | VARIOUS MEDICAL DEVICES | V070105 | INSTRUMENTS CLEANING BRUSHES | 4 | YES
V | VARIOUS MEDICAL DEVICES | V0702 | CANNULATED INSTRUMENTS AND DEVICES CLEANING BRUSHES | 3 | YES
V | VARIOUS MEDICAL DEVICES | V0703 | ELECTRODES CLEANING SPONGES | 3 | YES
V | VARIOUS MEDICAL DEVICES | V0704 | CANNULATED INSTRUMENTS AND DEVICES CLEANING STYLETS | 3 | YES
V | VARIOUS MEDICAL DEVICES | V0799 | PRODUCTS FOR CLEANING MEDICAL DEVICES NOT INCLUDED IN OTHER CLASSES - OTHER | 3 | YES
V | VARIOUS MEDICAL DEVICES | V08 | HEALTHCARE ACTIVITIES SUPPORTIVE EQUIPMENT AND AIDS | 2 | NO
V | VARIOUS MEDICAL DEVICES | V0802 | MEDICAL CHAIRS | 3 | NO
V | VARIOUS MEDICAL DEVICES | V080201 | ELECTRIC MEDICAL CHAIRS | 4 | NO
V | VARIOUS MEDICAL DEVICES | V08020101 | GENERIC USE ELECTRIC MEDICAL CHAIRS | 5 | YES
V | VARIOUS MEDICAL DEVICES | V08020102 | ELECTRIC MEDICAL CHAIRS WITH WEIGHING SYSTEM | 5 | YES
V | VARIOUS MEDICAL DEVICES | V08020199 | ELECTRIC MEDICAL CHAIRS - OTHER | 5 | YES
V | VARIOUS MEDICAL DEVICES | V080202 | MANUAL MEDICAL CHAIRS | 4 | YES
V | VARIOUS MEDICAL DEVICES | V080280 | MEDICAL CHAIRS - ACCESSORIES | 4 | YES
V | VARIOUS MEDICAL DEVICES | V080299 | MEDICAL CHAIRS - OTHER | 4 | YES
V | VARIOUS MEDICAL DEVICES | V0803 | MEDICAL CUSHIONS | 3 | NO
V | VARIOUS MEDICAL DEVICES | V080301 | ANTI-DECUBITUS MEDICAL CUSHIONS | 4 | NO
V | VARIOUS MEDICAL DEVICES | V08030101 | ACTIVE ANTI-DECUBITUS MEDICAL CUSHIONS | 5 | YES
V | VARIOUS MEDICAL DEVICES | V08030102 | NON-ACTIVE ANTI-DECUBITUS MEDICAL CUSHIONS | 5 | YES
V | VARIOUS MEDICAL DEVICES | V080302 | PATIENT POSITIONING MEDICAL CUSHIONS | 4 | YES
V | VARIOUS MEDICAL DEVICES | V080399 | MEDICAL CUSHIONS - OTHER | 4 | YES
V | VARIOUS MEDICAL DEVICES | V0804 | PATIENT IMMOBILISERS (in diagnostic or therapeutic procedures) | 3 | YES
V | VARIOUS MEDICAL DEVICES | V0805 | PATIENT TRANSFER EQUIPMENT | 3 | NO
V | VARIOUS MEDICAL DEVICES | V080501 | PATIENT TRANSFER STRETCHERS | 4 | NO
V | VARIOUS MEDICAL DEVICES | V08050101 | GENERIC USE STRETCHERS | 5 | YES
V | VARIOUS MEDICAL DEVICES | V08050102 | SELF-LOADING STRETCHERS | 5 | YES
V | VARIOUS MEDICAL DEVICES | V08050103 | EMERGENCY AND TRAUMATOLOGY STRETCHERS | 5 | YES
V | VARIOUS MEDICAL DEVICES | V08050104 | BIO-CONTAINMENT STRETCHERS | 5 | YES
V | VARIOUS MEDICAL DEVICES | V08050199 | PATIENT TRANSFER STRETCHERS - OTHER | 5 | YES
V | VARIOUS MEDICAL DEVICES | V080502 | PATIENT TRANSFER CHAIRS | 4 | YES
V | VARIOUS MEDICAL DEVICES | V080503 | PATIENT TRANSFER LIFTS | 4 | NO
V | VARIOUS MEDICAL DEVICES | V08050301 | MOBILE LIFTS | 5 | NO
V | VARIOUS MEDICAL DEVICES | V0805030101 | MANUAL MOBILE LIFTS | 6 | YES
V | VARIOUS MEDICAL DEVICES | V0805030102 | ELECTRIC MOBILE LIFTS | 6 | YES
V | VARIOUS MEDICAL DEVICES | V08050302 | ELECTRIC FIXED LIFTS | 5 | YES
V | VARIOUS MEDICAL DEVICES | V08050303 | BATH LIFTS | 5 | YES
V | VARIOUS MEDICAL DEVICES | V08050380 | PATIENT TRANSFER LIFTS - ACCESSORIES | 5 | NO
V | VARIOUS MEDICAL DEVICES | V0805038001 | RIGID SUPPORTS FOR LIFTS (STRETCHERS) | 6 | YES
V | VARIOUS MEDICAL DEVICES | V0805038002 | NON-RIGID SUPPORTS FOR LIFTS (HARNESSES) | 6 | YES
V | VARIOUS MEDICAL DEVICES | V08050399 | PATIENT TRANSFER LIFTS - OTHER | 5 | YES
V | VARIOUS MEDICAL DEVICES | V080504 | PATIENT TRANSFER BOARDS AND TABLES | 4 | YES
V | VARIOUS MEDICAL DEVICES | V080505 | PATIENT TRANSFER SHEETS AND MATTRESSES | 4 | YES
V | VARIOUS MEDICAL DEVICES | V0806 | MEDICAL BEDS | 3 | NO
V | VARIOUS MEDICAL DEVICES | V080601 | ELECTRIC MEDICAL BEDS | 4 | NO
V | VARIOUS MEDICAL DEVICES | V08060101 | HOSPITAL/HOME CARE ELECTRIC MEDICAL BEDS | 5 | YES
V | VARIOUS MEDICAL DEVICES | V08060102 | INTENSIVE CARE OR RESUSCITATION ELECTRIC MEDICAL BEDS | 5 | YES
V | VARIOUS MEDICAL DEVICES | V08060103 | SEMI-INTENSIVE THERAPY OR CARDIAC INTENSIVE CARE UNITS (CICU) ELECTRIC MEDICAL BEDS | 5 | YES
V | VARIOUS MEDICAL DEVICES | V08060104 | BURN PATIENT ELECTRIC MEDICAL BEDS | 5 | YES
V | VARIOUS MEDICAL DEVICES | V08060105 | ELECTRIC MEDICAL BEDS WITH WEIGHING SYSTEM | 5 | YES
V | VARIOUS MEDICAL DEVICES | V08060106 | BARIATRIC ELECTRIC MEDICAL BEDS | 5 | YES
V | VARIOUS MEDICAL DEVICES | V08060107 | PEDIATRIC ELECTRIC MEDICAL BEDS | 5 | NO
V | VARIOUS MEDICAL DEVICES | V0806010701 | HOSPITAL/HOME CARE PEDIATRIC ELECTRIC MEDICAL BEDS | 6 | YES
V | VARIOUS MEDICAL DEVICES | V0806010702 | INTENSIVE CARE PEDIATRIC ELECTRIC MEDICAL BEDS | 6 | YES
V | VARIOUS MEDICAL DEVICES | V08060199 | ELECTRIC MEDICAL BEDS - OTHER | 5 | YES
V | VARIOUS MEDICAL DEVICES | V080602 | MANUAL MEDICAL BEDS | 4 | YES
V | VARIOUS MEDICAL DEVICES | V080603 | TREATMENT, DIAGNOSIS AND MONITORING MEDICAL BEDS | 4 | YES
V | VARIOUS MEDICAL DEVICES | V080680 | MEDICAL BEDS - ACCESSORIES | 4 | NO
V | VARIOUS MEDICAL DEVICES | V08068001 | BED RAILS | 5 | YES
V | VARIOUS MEDICAL DEVICES | V08068002 | BED SUPPORTS | 5 | YES
V | VARIOUS MEDICAL DEVICES | V08068099 | MEDICAL BEDS - OTHER ACCESSORIES | 5 | YES
V | VARIOUS MEDICAL DEVICES | V080699 | MEDICAL BEDS - OTHER | 4 | YES
V | VARIOUS MEDICAL DEVICES | V0807 | ANTI-DECUBITUS MEDICAL MATTRESSES | 3 | NO
V | VARIOUS MEDICAL DEVICES | V080701 | ACTIVE ANTI-DECUBITUS MEDICAL MATTRESSES | 4 | YES
V | VARIOUS MEDICAL DEVICES | V080702 | NON ACTIVE ANTI-DECUBITUS MEDICAL MATTRESSES | 4 | YES
V | VARIOUS MEDICAL DEVICES | V0808 | MEDICAL CROSSBARS | 3 | YES
V | VARIOUS MEDICAL DEVICES | V0809 | MANUAL CLINICAL CRIBS FOR NEWBORNS | 3 | YES
V | VARIOUS MEDICAL DEVICES | V0810 | NEWBORN POSITIONERS | 3 | YES
V | VARIOUS MEDICAL DEVICES | V0811 | HEEL, ELBOW AND KNEE ANTI-DECUBITUS PROTECTION AIDS | 3 | YES
V | VARIOUS MEDICAL DEVICES | V0812 | FECES AND URINE COLLECTION AIDS (BED PANS AND PARROTS) | 3 | YES
V | VARIOUS MEDICAL DEVICES | V0880 | MEDICAL SUPPORT EQUIPMENT - ACCESSORIES | 3 | YES
V | VARIOUS MEDICAL DEVICES | V0899 | MEDICAL SUPPORT EQUIPMENT - OTHER | 3 | YES
V | VARIOUS MEDICAL DEVICES | V09 | FLUIDS/GASES FOR CLINICAL/THERAPEUTIC USE | 2 | NO
V | VARIOUS MEDICAL DEVICES | V0901 | CLINICAL/THERAPEUTIC APPLICATIONS CARBON DIOXIDE | 3 | YES
V | VARIOUS MEDICAL DEVICES | V0902 | CLINICAL/THERAPEUTIC APPLICATIONS LIQUID NITROGEN | 3 | YES
V | VARIOUS MEDICAL DEVICES | V0903 | CLINICAL/THERAPEUTIC APPLICATIONS GAS MIXTURES | 3 | YES
V | VARIOUS MEDICAL DEVICES | V0904 | CLINICAL/THERAPEUTIC APPLICATIONS NITROUS OXIDE | 3 | YES
V | VARIOUS MEDICAL DEVICES | V0905 | CLINICAL/THERAPEUTIC APPLICATIONS ARGON | 3 | YES
V | VARIOUS MEDICAL DEVICES | V0999 | FLUIDS/GASES FOR CLINICAL/THERAPEUTICAL USE - OTHER | 3 | YES
V | VARIOUS MEDICAL DEVICES | V80 | CLINICAL USE ACCESSORIES NOT INCLUDED IN OTHER CLASSES | 2 | YES
V | VARIOUS MEDICAL DEVICES | V90 | VARIOUS DEVICES NOT INCLUDED IN OTHER CLASSES | 2 | NO
V | VARIOUS MEDICAL DEVICES | V9001 | TONGUE DEPRESSORS, SINGLE-USE | 3 | YES
V | VARIOUS MEDICAL DEVICES | V9002 | ENTEROCLYSIS DEVICES | 3 | YES
V | VARIOUS MEDICAL DEVICES | V9003 | TOURNIQUETS | 3 | YES
V | VARIOUS MEDICAL DEVICES | V9004 | SKIN MARKING DERMOGRAPHIC PENCILS AND PENS | 3 | YES
V | VARIOUS MEDICAL DEVICES | V9005 | RUBBER SQUIRTS FOR IRRIGATION | 3 | YES
V | VARIOUS MEDICAL DEVICES | V9007 | STERILE INSTRUMENT LUBRICANTS | 3 | YES
V | VARIOUS MEDICAL DEVICES | V9010 | PARASITE ELIMINATION MECHANICAL DEVICES | 3 | NO
V | VARIOUS MEDICAL DEVICES | V901001 | LICE ELIMINATION MECHANICAL DEVICES | 4 | YES
V | VARIOUS MEDICAL DEVICES | V901099 | PARASITE ELIMINATION MECHANICAL DEVICES - OTHER | 4 | YES
V | VARIOUS MEDICAL DEVICES | V9011 | MULTIFUNCTIONAL TRANSDUCERS | 3 | YES
V | VARIOUS MEDICAL DEVICES | V9012 | NON-SPECIALIST SURGICAL INSTRUMENTS AND KITS, SINGLE-USE | 3 | YES
V | VARIOUS MEDICAL DEVICES | V9015 | ELECTRODES AND PROBES CUTANEOUS CONDUCTIVE SUBSTANCES | 3 | YES
V | VARIOUS MEDICAL DEVICES | V9016 | SPECIALIST SURGICAL INSTRUMENTS AND KITS NOT INCLUDED IN OTHER CLASSES, SINGLE-USE | 3 | NO
V | VARIOUS MEDICAL DEVICES | V901601 | PLASTIC SURGERY AND NON-AESTHETIC PURPOSES GENERIC USE INSTRUMENTS AND KITS, SINGLE-USE | 4 | YES
V | VARIOUS MEDICAL DEVICES | V901602 | DERMOSURGERY INSTRUMENTS AND KITS, SINGLE-USE | 4 | YES
V | VARIOUS MEDICAL DEVICES | V901603 | SUPERFICIAL TREATMENTS INSTRUMENTS AND KITS, SINGLE-USE | 4 | YES
V | VARIOUS MEDICAL DEVICES | V901699 | SPECIALIST SURGICAL INSTRUMENTS AND KITS NOT INCLUDED IN OTHER CLASSES, SINGLE-USE - OTHER | 4 | YES
V | VARIOUS MEDICAL DEVICES | V9017 | ORAL ADMINISTRATION PREPARATIONS NOT INCLUDED IN OTHER CLASSES | 3 | YES
V | VARIOUS MEDICAL DEVICES | V9018 | TRICHOTOMY MANUAL DEVICES | 3 | YES
V | VARIOUS MEDICAL DEVICES | V9099 | VARIOUS DEVICES NOT INCLUDED IN OTHER CLASSES - OTHER | 3 | YES
V | VARIOUS MEDICAL DEVICES | V92 | MEDICAL DEVICE SOFTWARE - NOT INCLUDED IN OTHER CLASSES | 2 | YES
W | IN VITRO DIAGNOSTIC MEDICAL DEVICES | W | IN VITRO DIAGNOSTIC MEDICAL DEVICES | 1 | NO
W | IN VITRO DIAGNOSTIC MEDICAL DEVICES | W01 | REAGENTS | 2 | NO
W | IN VITRO DIAGNOSTIC MEDICAL DEVICES | W0101 | CLINICAL CHEMISTRY | 3 | NO
W | IN VITRO DIAGNOSTIC MEDICAL DEVICES | W010101 | ENZYMES | 4 | NO
W | IN VITRO DIAGNOSTIC MEDICAL DEVICES | W01010101 | 5'-NUCLEOTIDASE | 5 | YES
W | IN VITRO DIAGNOSTIC MEDICAL DEVICES | W01010102 | ACID PHOSPHATASE (CC) | 5 | YES
W | IN VITRO DIAGNOSTIC MEDICAL DEVICES | W01010103 | ALANINE AMINO-TRANSFERASE | 5 | YES
W | IN VITRO DIAGNOSTIC MEDICAL DEVICES | W01010104 | ALDOLASE | 5 | YES
W | IN VITRO DIAGNOSTIC MEDICAL DEVICES | W01010105 | ALKALINE PHOSPHATASE - TOTAL | 5 | YES
W | IN VITRO DIAGNOSTIC MEDICAL DEVICES | W01010106 | ALKALINE PHOSPHATASE ISOENZYMES (CC) | 5 | YES
W | IN VITRO DIAGNOSTIC MEDICAL DEVICES | W01010107 | AMYLASE - TOTAL | 5 | YES
W | IN VITRO DIAGNOSTIC MEDICAL DEVICES | W01010108 | AMYLASE ISOENZYMES | 5 | YES
W | IN VITRO DIAGNOSTIC MEDICAL DEVICES | W01010109 | ANGIOTENSIN CONVERTING ENZYME (CC) | 5 | YES
W | IN VITRO DIAGNOSTIC MEDICAL DEVICES | W01010110 | ASPARTATE AMINO-TRANSFERASE | 5 | YES
W | IN VITRO DIAGNOSTIC MEDICAL DEVICES | W01010111 | CHOLINESTERASE | 5 | YES
W | IN VITRO DIAGNOSTIC MEDICAL DEVICES | W01010112 | CHYMOTRYPSIN | 5 | YES
W | IN VITRO DIAGNOSTIC MEDICAL DEVICES | W01010113 | CREATINE KINASE - TOTAL | 5 | YES
W | IN VITRO DIAGNOSTIC MEDICAL DEVICES | W01010114 | CREATINE KINASE - MB ACTIVITY (CC) | 5 | YES
W | IN VITRO DIAGNOSTIC MEDICAL DEVICES | W01010115 | CREATINE KINASE ISOENZYMES | 5 | YES
W | IN VITRO DIAGNOSTIC MEDICAL DEVICES | W01010116 | GAMMA GLUTAMYLTRANSFERASE | 5 | YES
W | IN VITRO DIAGNOSTIC MEDICAL DEVICES | W01010117 | GLUTAMATE DEHYDROGENASE | 5 | YES
W | IN VITRO DIAGNOSTIC MEDICAL DEVICES | W01010118 | HYDROXYBUTYRATE DEHYDROGENASE | 5 | YES
W | IN VITRO DIAGNOSTIC MEDICAL DEVICES | W01010119 | LACTATE DEHYDROGENASE L (LDH - L --> P) | 5 | YES
W | IN VITRO DIAGNOSTIC MEDICAL DEVICES | W01010120 | LACTATE DEHYDROGENASE P ( LDH - P --> L ) | 5 | YES
W | IN VITRO DIAGNOSTIC MEDICAL DEVICES | W01010121 | LACTATE DEHYDROGENASE ISOENZYMES | 5 | YES
W | IN VITRO DIAGNOSTIC MEDICAL DEVICES | W01010122 | LEUCINE AMINOPEPTIDASE | 5 | YES
W | IN VITRO DIAGNOSTIC MEDICAL DEVICES | W01010123 | LIPASE | 5 | YES
W | IN VITRO DIAGNOSTIC MEDICAL DEVICES | W01010124 | LYSOZYME | 5 | YES
W | IN VITRO DIAGNOSTIC MEDICAL DEVICES | W01010125 | MALATE DEHYDROGENASE | 5 | YES
W | IN VITRO DIAGNOSTIC MEDICAL DEVICES | W01010126 | N-ACETYL-B, D-GLUCOSAMINIDASE | 5 | YES
W | IN VITRO DIAGNOSTIC MEDICAL DEVICES | W01010127 | PEPSIN | 5 | YES
W | IN VITRO DIAGNOSTIC MEDICAL DEVICES | W01010128 | PHOSPHO HEXOSE ISOMERASE | 5 | YES
W | IN VITRO DIAGNOSTIC MEDICAL DEVICES | W01010129 | SORBITOL DEHYDROGENASE | 5 | YES
W | IN VITRO DIAGNOSTIC MEDICAL DEVICES | W01010130 | TRYPSIN | 5 | YES
W | IN VITRO DIAGNOSTIC MEDICAL DEVICES | W01010131 | HEXOKINASE ADP | 5 | YES
W | IN VITRO DIAGNOSTIC MEDICAL DEVICES | W01010132 | ADENOSINE DEAMINASE (CC) | 5 | YES
W | IN VITRO DIAGNOSTIC MEDICAL DEVICES | W01010199 | ENZYMES - OTHER | 5 | YES
W | IN VITRO DIAGNOSTIC MEDICAL DEVICES | W010102 | SUBSTRATES | 4 | NO
W | IN VITRO DIAGNOSTIC MEDICAL DEVICES | W01010201 | ALBUMIN (CC) | 5 | YES
W | IN VITRO DIAGNOSTIC MEDICAL DEVICES | W01010202 | BILE ACIDS | 5 | YES
W | IN VITRO DIAGNOSTIC MEDICAL DEVICES | W01010203 | BILIRUBIN | 5 | YES
W | IN VITRO DIAGNOSTIC MEDICAL DEVICES | W01010204 | UREA/BLOOD UREA NITROGEN | 5 | YES
W | IN VITRO DIAGNOSTIC MEDICAL DEVICES | W01010205 | CHOLESTEROL | 5 | YES
W | IN VITRO DIAGNOSTIC MEDICAL DEVICES | W01010206 | COPPER | 5 | YES
W | IN VITRO DIAGNOSTIC MEDICAL DEVICES | W01010207 | CREATININE | 5 | YES
W | IN VITRO DIAGNOSTIC MEDICAL DEVICES | W01010208 | D-XYLOSE | 5 | YES
W | IN VITRO DIAGNOSTIC MEDICAL DEVICES | W01010209 | DELTA-AMINOLAEVULINIC ACID | 5 | YES
W | IN VITRO DIAGNOSTIC MEDICAL DEVICES | W01010210 | FRUCTOSAMINE | 5 | YES
W | IN VITRO DIAGNOSTIC MEDICAL DEVICES | W01010211 | FRUCTOSE | 5 | YES
W | IN VITRO DIAGNOSTIC MEDICAL DEVICES | W01010212 | GALACTOSE | 5 | YES
W | IN VITRO DIAGNOSTIC MEDICAL DEVICES | W01010213 | GLUCOSE | 5 | YES
W | IN VITRO DIAGNOSTIC MEDICAL DEVICES | W01010214 | GLYCOSYLATED/GLYCATED HAEMOGLOBIN (CC) | 5 | YES
W | IN VITRO DIAGNOSTIC MEDICAL DEVICES | W01010215 | HIGH DENSITY LIPOPROTEIN CHOLESTEROL | 5 | YES
W | IN VITRO DIAGNOSTIC MEDICAL DEVICES | W01010216 | IRON (CC) | 5 | YES
W | IN VITRO DIAGNOSTIC MEDICAL DEVICES | W01010217 | IRON BINDING CAPACITY - TOTAL (CC) | 5 | YES
W | IN VITRO DIAGNOSTIC MEDICAL DEVICES | W01010218 | LACTATE | 5 | YES
W | IN VITRO DIAGNOSTIC MEDICAL DEVICES | W01010219 | LECITHIN | 5 | YES
W | IN VITRO DIAGNOSTIC MEDICAL DEVICES | W01010220 | LIPOPROTEIN, CHEMICAL DETERMINATION/DETECTION | 5 | YES
W | IN VITRO DIAGNOSTIC MEDICAL DEVICES | W01010221 | LOW DENSITY LIPOPROTEIN CHOLESTEROL INCLUDING SD-LDL | 5 | YES
W | IN VITRO DIAGNOSTIC MEDICAL DEVICES | W01010222 | NON ESTERIFIED FATTY ACIDS | 5 | YES
W | IN VITRO DIAGNOSTIC MEDICAL DEVICES | W01010223 | OXALATE | 5 | YES
W | IN VITRO DIAGNOSTIC MEDICAL DEVICES | W0101050204 | ELECTROLYTE CONTROLS | 6 | YES
W | IN VITRO DIAGNOSTIC MEDICAL DEVICES | W0101050205 | DIABETES CONTROLS | 6 | YES
W | IN VITRO DIAGNOSTIC MEDICAL DEVICES | W0101050207 | URINE CONTROLS | 6 | YES
W | IN VITRO DIAGNOSTIC MEDICAL DEVICES | W0101050208 | CSF CONTROLS | 6 | YES
W | IN VITRO DIAGNOSTIC MEDICAL DEVICES | W0101050299 | SPECIFIC CONTROLS (CC) - OTHER | 6 | YES
W | IN VITRO DIAGNOSTIC MEDICAL DEVICES | W01010503 | CALIBRATORS AND STANDARDS (CLINICAL CHEMISTRY) | 5 | NO
W | IN VITRO DIAGNOSTIC MEDICAL DEVICES | W0101050301 | CALIBRATORS MULTICOMPONENT (CC) | 6 | YES
W | IN VITRO DIAGNOSTIC MEDICAL DEVICES | W0101050302 | CALIBRATORS SINGLE COMPONENT (CC) | 6 | YES
W | IN VITRO DIAGNOSTIC MEDICAL DEVICES | W0101050303 | AQUEOUS STANDARDS (CC) | 6 | YES
W | IN VITRO DIAGNOSTIC MEDICAL DEVICES | W0101050399 | CALIBRATORS AND STANDARDS (CLINICAL CHEMISTRY) - OTHER | 6 | YES
W | IN VITRO DIAGNOSTIC MEDICAL DEVICES | W010106 | CLINICAL CHEMISTRY - RAPID TESTS & POC | 4 | NO
W | IN VITRO DIAGNOSTIC MEDICAL DEVICES | W01010601 | BLOOD TEST STRIPS (CC) - RT & POC | 5 | NO
W | IN VITRO DIAGNOSTIC MEDICAL DEVICES | W0101060101 | GLUCOSE TEST STRIPS | 6 | YES
W | IN VITRO DIAGNOSTIC MEDICAL DEVICES | W0101060102 | CHOLESTEROL TEST STRIPS | 6 | YES
W | IN VITRO DIAGNOSTIC MEDICAL DEVICES | W0101060103 | HDL TEST STRIPS | 6 | YES
W | IN VITRO DIAGNOSTIC MEDICAL DEVICES | W0101060104 | LACTATE TEST STRIPS | 6 | YES
W | IN VITRO DIAGNOSTIC MEDICAL DEVICES | W0101060105 | TRIGLYCERIDE TEST STRIPS | 6 | YES
W | IN VITRO DIAGNOSTIC MEDICAL DEVICES | W0101060106 | UREA TEST STRIPS | 6 | YES
W | IN VITRO DIAGNOSTIC MEDICAL DEVICES | W0101060107 | HBA1C TEST STRIPS | 6 | YES
W | IN VITRO DIAGNOSTIC MEDICAL DEVICES | W0101060108 | CONTROLS/STANDARDS/CALIBRATORS (BLOOD TEST STRIPS) | 6 | NO
W | IN VITRO DIAGNOSTIC MEDICAL DEVICES | W010106010801 | BLOOD TEST STRIPS CONTROLS | 7 | YES
W | IN VITRO DIAGNOSTIC MEDICAL DEVICES | W010106010802 | BLOOD TEST STRIPS CALIBRATORS AND STANDARDS | 7 | YES
W | IN VITRO DIAGNOSTIC MEDICAL DEVICES | W0101060109 | MULTIPLE PARAMETER BLOOD TEST | 6 | YES
W | IN VITRO DIAGNOSTIC MEDICAL DEVICES | W0101060110 | KETONE TEST STRIPS (Β-HYDROXYBUTYRATE TEST STRIPS) | 6 | YES
W | IN VITRO DIAGNOSTIC MEDICAL DEVICES | W0101060111 | LDL TEST STRIPS | 6 | YES
W | IN VITRO DIAGNOSTIC MEDICAL DEVICES | W0101060112 | CREATININE ANALYSIS TEST STRIPS | 6 | YES
W | IN VITRO DIAGNOSTIC MEDICAL DEVICES | W0101060199 | BLOOD TEST STRIPS (CC) - RAPID TESTS AND "POINT OF CARE" - OTHER | 6 | YES
W | IN VITRO DIAGNOSTIC MEDICAL DEVICES | W01010602 | URINE TESTING (CC) - RT & POC | 5 | NO
W | IN VITRO DIAGNOSTIC MEDICAL DEVICES | W0101060201 | URINE SINGLE TEST STRIPS (INCL. TABLETS) | 6 | YES
W | IN VITRO DIAGNOSTIC MEDICAL DEVICES | W0101060203 | URINE SEDIMENT TEST KIT | 6 | NO
W | IN VITRO DIAGNOSTIC MEDICAL DEVICES | W010106020301 | URINE SEDIMENT TEST KIT (MANUAL) | 7 | YES
W | IN VITRO DIAGNOSTIC MEDICAL DEVICES | W010106020302 | URINE SEDIMENT TEST KIT (AUTOMATED) | 7 | YES
W | IN VITRO DIAGNOSTIC MEDICAL DEVICES | W0101060204 | URINE MULTI-CONSTITUENT TEST STRIPS (MANUAL) | 6 | YES
W | IN VITRO DIAGNOSTIC MEDICAL DEVICES | W0101060205 | URINE MULTI-CONSTITUENT TEST STRIPS (AUTOMATED) | 6 | YES
W | IN VITRO DIAGNOSTIC MEDICAL DEVICES | W0101060206 | URINE TESTING CONTROLS CALIBRATORS AND STANDARDS | 6 | NO
W | IN VITRO DIAGNOSTIC MEDICAL DEVICES | W010106020601 | URINE TESTING CONTROLS | 7 | YES
W | IN VITRO DIAGNOSTIC MEDICAL DEVICES | W010106020602 | URINE TESTING CALIBRATORS AND STANDARDS | 7 | YES
W | IN VITRO DIAGNOSTIC MEDICAL DEVICES | W0101060299 | URINE TESTING - OTHER | 6 | YES
W | IN VITRO DIAGNOSTIC MEDICAL DEVICES | W01010603 | FAECES TESTS (CC) - RT & POC | 5 | NO
W | IN VITRO DIAGNOSTIC MEDICAL DEVICES | W0101060301 | GUAIAC-BASED FAECAL OCCULT BLOOD (CC) | 6 | YES
W | IN VITRO DIAGNOSTIC MEDICAL DEVICES | W0101060302 | ALBUMIN IN STOOL (MECONIUM) | 6 | YES
W | IN VITRO DIAGNOSTIC MEDICAL DEVICES | W0101060303 | PANCREAS-ELASTASE | 6 | YES
W | IN VITRO DIAGNOSTIC MEDICAL DEVICES | W0101060399 | FAECES TESTS - RAPID TESTS AND "POINT OF CARE" - OTHER | 6 | YES
W | IN VITRO DIAGNOSTIC MEDICAL DEVICES | W01010604 | MULTIPLE PARAMETERS POC | 5 | NO
W | IN VITRO DIAGNOSTIC MEDICAL DEVICES | W0101060401 | MULTIPLE ENZYMES &/OR SUBSTRATES &/OR ELECTROLYTES | 6 | YES
W | IN VITRO DIAGNOSTIC MEDICAL DEVICES | W0101060402 | MULTIPLE PARAMETERS POC CONTROLS CALIBRATORS AND STANDARDS | 6 | NO
W | IN VITRO DIAGNOSTIC MEDICAL DEVICES | W010106040201 | MULTIPLE PARAMETERS POC CONTROLS | 7 | YES
W | IN VITRO DIAGNOSTIC MEDICAL DEVICES | W010106040202 | MULTIPLE PARAMETERS POC CALIBRATORS AND STANDARDS | 7 | YES
W | IN VITRO DIAGNOSTIC MEDICAL DEVICES | W0101060499 | MULTIPLE PARAMETERS POC - OTHER | 6 | YES
W | IN VITRO DIAGNOSTIC MEDICAL DEVICES | W01010606 | ELECTRODES OR CASSETTES FOR BLOOD GAS ANALYSIS INCL. ELECTROLYTES / METABOLITES - POC | 5 | NO
W | IN VITRO DIAGNOSTIC MEDICAL DEVICES | W0101060601 | CARBON DIOXIDE - ELECTRODES (BG) | 6 | YES
W | IN VITRO DIAGNOSTIC MEDICAL DEVICES | W0101060602 | PH - ELECTRODES (BG) | 6 | YES
W | IN VITRO DIAGNOSTIC MEDICAL DEVICES | W0101060603 | OXYGEN - ELECTRODES (BG) | 6 | YES
W | IN VITRO DIAGNOSTIC MEDICAL DEVICES | W0101060604 | PH/PO2/PCO2 - ELECTRODES (BG) | 6 | YES
W | IN VITRO DIAGNOSTIC MEDICAL DEVICES | W0101060605 | BG &/OR ISE &/OR METABOLITES - ELECTRODES (BG) | 6 | YES
W | IN VITRO DIAGNOSTIC MEDICAL DEVICES | W0101060606 | BLOOD GAS BUFFERS AND SOLUTIONS - ELECTRODES OR CASSETTE | 6 | YES
W | IN VITRO DIAGNOSTIC MEDICAL DEVICES | W0101060607 | BLOOD GAS CONTROLS - ELECTRODES OR CASSETTE | 6 | YES
W | IN VITRO DIAGNOSTIC MEDICAL DEVICES | W0101060608 | BLOOD GAS CALIBRATORS AND STANDARDS ELECTRODES OR CASSETTE | 6 | YES
W | IN VITRO DIAGNOSTIC MEDICAL DEVICES | W0101060609 | BLOOD GAS INCL. ELECTROLYTES / METABOLITES - UNITARY USE CASSETTE | 6 | YES
W | IN VITRO DIAGNOSTIC MEDICAL DEVICES | W0101060610 | BLOOD GAS INCL. ELECTROLYTES / METABOLITES - MULTI USE CASSETTE | 6 | YES
W | IN VITRO DIAGNOSTIC MEDICAL DEVICES | W0101060699 | BLOOD GAS ELECTRODES OR CASSETTE POC - OTHER | 6 | YES
W | IN VITRO DIAGNOSTIC MEDICAL DEVICES | W01010699 | CLIN. CHEM. RT & POC - OTHER | 5 | YES
W | IN VITRO DIAGNOSTIC MEDICAL DEVICES | W010107 | ELECTRODES AND BIOSENSORS - LABORATORY | 4 | NO
W | IN VITRO DIAGNOSTIC MEDICAL DEVICES | W01010701 | ELECTROLYTE ELECTRODES | 5 | NO
W | IN VITRO DIAGNOSTIC MEDICAL DEVICES | W0101070101 | AMMONIA - ELECTRODES | 6 | YES
W | IN VITRO DIAGNOSTIC MEDICAL DEVICES | W0101070102 | CALCIUM - ELECTRODES | 6 | YES
W | IN VITRO DIAGNOSTIC MEDICAL DEVICES | W0101070103 | CHLORIDE - ELECTRODES | 6 | YES
W | IN VITRO DIAGNOSTIC MEDICAL DEVICES | W0101070104 | LITHIUM - ELECTRODES | 6 | YES
W | IN VITRO DIAGNOSTIC MEDICAL DEVICES | W0101070105 | MAGNESIUM - ELECTRODES | 6 | YES
W | IN VITRO DIAGNOSTIC MEDICAL DEVICES | W0101070106 | POTASSIUM - ELECTRODES | 6 | YES
W | IN VITRO DIAGNOSTIC MEDICAL DEVICES | W0101070107 | SODIUM - ELECTRODES | 6 | YES
W | IN VITRO DIAGNOSTIC MEDICAL DEVICES | W0101070108 | CARBON DIOXIDE (BICARBONATE) - ELECTRODES (CC) | 6 | YES
W | IN VITRO DIAGNOSTIC MEDICAL DEVICES | W0101070199 | ELECTROLYTE ELECTRODES - OTHER | 6 | YES
W | IN VITRO DIAGNOSTIC MEDICAL DEVICES | W01010702 | SUBSTRATE ELECTRODES / BIOSENSORS | 5 | NO
W | IN VITRO DIAGNOSTIC MEDICAL DEVICES | W0101070201 | CREATININE - ELECTRODES | 6 | YES
W | IN VITRO DIAGNOSTIC MEDICAL DEVICES | W0101070202 | GLUCOSE - ELECTRODES | 6 | YES
W | IN VITRO DIAGNOSTIC MEDICAL DEVICES | W0101070203 | GLYCATED HAEMOGLOBIN - ELECTRODES | 6 | YES
W | IN VITRO DIAGNOSTIC MEDICAL DEVICES | W0101070204 | LACTATE - ELECTRODES | 6 | YES
W | IN VITRO DIAGNOSTIC MEDICAL DEVICES | W0101070205 | UREA - ELECTRODES | 6 | YES
W | IN VITRO DIAGNOSTIC MEDICAL DEVICES | W0101070206 | BILIRUBIN - ELECTRODES | 6 | YES
W | IN VITRO DIAGNOSTIC MEDICAL DEVICES | W0101070299 | SUBSTRATE - ELECTRODES / BIOSENSORS - OTHER | 6 | YES
W | IN VITRO DIAGNOSTIC MEDICAL DEVICES | W01010703 | REFERENCE MATERIAL AND BUFFERS (ELECTROLYTES) | 5 | NO
W | IN VITRO DIAGNOSTIC MEDICAL DEVICES | W0101070301 | REFERENCE ELECTRODES | 6 | YES
W | IN VITRO DIAGNOSTIC MEDICAL DEVICES | W0101070302 | ELECTROLYTE ELECTRODE BUFFERS AND SOLUTIONS | 6 | YES
W | IN VITRO DIAGNOSTIC MEDICAL DEVICES | W0101070303 | SUBSTRATE ELECTRODE BUFFERS AND SOLUTIONS | 6 | YES
W | IN VITRO DIAGNOSTIC MEDICAL DEVICES | W0101070304 | COMMON BUFFERS AND SOLUTIONS (ELECTROLYTES) | 6 | YES
W | IN VITRO DIAGNOSTIC MEDICAL DEVICES | W0101070399 | REFERENCE MATERIALS AND BUFFERS (ELECTROLYTES) - OTHER | 6 | YES
W | IN VITRO DIAGNOSTIC MEDICAL DEVICES | W010108 | MULTIPLE PARAMETER ELECTRODES/BIOSENSORS | 4 | NO
W | IN VITRO DIAGNOSTIC MEDICAL DEVICES | W01010801 | MULTIPLE ENZYMES ONLY - ELECTRODES/BIOSENSORS | 5 | YES
W | IN VITRO DIAGNOSTIC MEDICAL DEVICES | W01010802 | MULTIPLE SUBSTRATES ONLY - ELECTRODES/BIOSENSORS | 5 | YES
W | IN VITRO DIAGNOSTIC MEDICAL DEVICES | W01010803 | MULTIPLE ELECTROLYTES ONLY - ELECTRODES/BIOSENSORS | 5 | YES
W | IN VITRO DIAGNOSTIC MEDICAL DEVICES | W01010804 | MULTIPLE BLOOD GAS ONLY - ELECTRODES/BIOSENSORS | 5 | YES
W | IN VITRO DIAGNOSTIC MEDICAL DEVICES | W01010805 | MULTIPLE PARAMETERS (MIX OF ALL) - ELECTRODES/BIOSENSORS | 5 | YES
W | IN VITRO DIAGNOSTIC MEDICAL DEVICES | W01010899 | MULTIPLE PARAMETER - ELECTRODES/BIOSENSORS - OTHER | 5 | YES
W | IN VITRO DIAGNOSTIC MEDICAL DEVICES | W010109 | URINE MULTIPLE PARAMETERS TESTING (CC) - LAB REAGENTS | 4 | NO
W | IN VITRO DIAGNOSTIC MEDICAL DEVICES | W01010901 | URINE MULTI-CONSTITUENT TEST STRIPS / CASSETTES (AUTOMATED) | 5 | YES
W | IN VITRO DIAGNOSTIC MEDICAL DEVICES | W01010902 | URINE SEDIMENT TEST KIT (AUTOMATED) | 5 | YES
W | IN VITRO DIAGNOSTIC MEDICAL DEVICES | W01010999 | MULTIPLE PARAMETERS URINE TESTING - OTHER | 5 | YES
W | IN VITRO DIAGNOSTIC MEDICAL DEVICES | W010190 | OTHER CLINICAL CHEMISTRY | 4 | NO
W | IN VITRO DIAGNOSTIC MEDICAL DEVICES | W01019001 | BUFFERS (UNASSIGNABLE), SUPPLEM. REAGENTS, ETC (CC) | 5 | YES
W | IN VITRO DIAGNOSTIC MEDICAL DEVICES | W01019002 | ELECTROPHORESIS MEDIA (UNASSIGNABLE) | 5 | YES
W | IN VITRO DIAGNOSTIC MEDICAL DEVICES | W01019099 | CLINICAL CHEMISTRY REAGENTS - OTHER | 5 | YES
W | IN VITRO DIAGNOSTIC MEDICAL DEVICES | W0102 | IMMUNOCHEMISTRY (IMMUNOLOGY) | 3 | NO
W | IN VITRO DIAGNOSTIC MEDICAL DEVICES | W010201 | SPECIFIC PROTEINS | 4 | NO
W | IN VITRO DIAGNOSTIC MEDICAL DEVICES | W01020101 | IMMUNOGLOBULINS (EXCEPT IGE) | 5 | NO
W | IN VITRO DIAGNOSTIC MEDICAL DEVICES | W0102010101 | IMMUNOGLOBULIN A | 6 | YES
W | IN VITRO DIAGNOSTIC MEDICAL DEVICES | W0102010102 | IMMUNOGLOBULIN A SUBCLASS REAGENTS | 6 | YES
W | IN VITRO DIAGNOSTIC MEDICAL DEVICES | W0102010103 | IMMUNOGLOBULIN D | 6 | YES
W | IN VITRO DIAGNOSTIC MEDICAL DEVICES | W0102010104 | IMMUNOGLOBULIN D SUBCLASS REAGENTS | 6 | YES
W | IN VITRO DIAGNOSTIC MEDICAL DEVICES | W0102010105 | IMMUNOGLOBULIN G | 6 | YES
W | IN VITRO DIAGNOSTIC MEDICAL DEVICES | W0102010106 | IMMUNOGLOBULIN G SUBCLASS REAGENTS | 6 | YES
W | IN VITRO DIAGNOSTIC MEDICAL DEVICES | W0102010107 | IMMUNOGLOBULIN M | 6 | YES
W | IN VITRO DIAGNOSTIC MEDICAL DEVICES | W0102010108 | IMMUNOGLOBULIN M SUBCLASS REAGENTS | 6 | YES
W | IN VITRO DIAGNOSTIC MEDICAL DEVICES | W0102010109 | KAPPA AND LAMBDA CHAIN | 6 | YES
W | IN VITRO DIAGNOSTIC MEDICAL DEVICES | W0102010110 | IMMUNOELECTROPHORESIS KITS | 6 | YES
W | IN VITRO DIAGNOSTIC MEDICAL DEVICES | W0102010111 | IMMUNOFIXATION KITS | 6 | YES
W | IN VITRO DIAGNOSTIC MEDICAL DEVICES | W0102010112 | ANTI HUMAN IG POLYVALENT ANTISERA | 6 | YES
W | IN VITRO DIAGNOSTIC MEDICAL DEVICES | W0102010113 | HUMAN ANTI-MOUSE ANTIBODY | 6 | YES
W | IN VITRO DIAGNOSTIC MEDICAL DEVICES | W0102010114 | BUFFERS (UNASSIGNABLE), SUPPLEM. REAGENTS, ETC (IG'S) | 6 | YES
W | IN VITRO DIAGNOSTIC MEDICAL DEVICES | W0102010199 | IMMUNOGLOBULINS - OTHER | 6 | YES
W | IN VITRO DIAGNOSTIC MEDICAL DEVICES | W01020102 | COMPLEMENT COMPONENTS | 5 | NO
W | IN VITRO DIAGNOSTIC MEDICAL DEVICES | W0102010201 | COMPLEMENT COMPONENT C1Q | 6 | YES
W | IN VITRO DIAGNOSTIC MEDICAL DEVICES | W0102010202 | COMPLEMENT COMPONENT C1 INHIBITOR | 6 | YES
W | IN VITRO DIAGNOSTIC MEDICAL DEVICES | W0102010203 | COMPLEMENT COMPONENT C3/C3C | 6 | YES
W | IN VITRO DIAGNOSTIC MEDICAL DEVICES | W0102010204 | COMPLEMENT COMPONENT FOR BB | 6 | YES
W | IN VITRO DIAGNOSTIC MEDICAL DEVICES | W0102010205 | COMPLEMENT COMPONENT C4 | 6 | YES
W | IN VITRO DIAGNOSTIC MEDICAL DEVICES | W0102010206 | COMPLEMENT COMPONENT C5A | 6 | YES
W | IN VITRO DIAGNOSTIC MEDICAL DEVICES | W0102010207 | COMPLEMENT COMPONENT C59 | 6 | YES
W | IN VITRO DIAGNOSTIC MEDICAL DEVICES | W0102010208 | TOTAL COMPLEMENT ACTIVITY (CH50) | 6 | YES
W | IN VITRO DIAGNOSTIC MEDICAL DEVICES | W0102010299 | COMPLEMENT COMPONENTS - OTHER | 6 | YES
W | IN VITRO DIAGNOSTIC MEDICAL DEVICES | W01020103 | TRANSPORT PROTEINS | 5 | NO
W | IN VITRO DIAGNOSTIC MEDICAL DEVICES | W0102010301 | CERULOPLASMIN | 6 | YES
W | IN VITRO DIAGNOSTIC MEDICAL DEVICES | W0102010302 | HAPTOGLOBIN | 6 | YES
W | IN VITRO DIAGNOSTIC MEDICAL DEVICES | W0102010303 | HEMOPEXIN | 6 | YES
W | IN VITRO DIAGNOSTIC MEDICAL DEVICES | W0102010304 | LACTOFERRIN | 6 | YES
W | IN VITRO DIAGNOSTIC MEDICAL DEVICES | W0102010305 | PRE-ALBUMIN / TRANSTHYRETIN | 6 | YES
W | IN VITRO DIAGNOSTIC MEDICAL DEVICES | W0102010306 | RETINOL BINDING PROTEIN | 6 | YES
W | IN VITRO DIAGNOSTIC MEDICAL DEVICES | W0102010307 | TRANSFERRIN | 6 | YES
W | IN VITRO DIAGNOSTIC MEDICAL DEVICES | W0102010308 | TRANSCOBALAMIN (S) | 6 | YES
W | IN VITRO DIAGNOSTIC MEDICAL DEVICES | W0102010309 | ALBUMIN (IC) INCL. UALBUMIN | 6 | YES
W | IN VITRO DIAGNOSTIC MEDICAL DEVICES | W0102010399 | TRANSPORT PROTEINS - OTHER | 6 | YES
W | IN VITRO DIAGNOSTIC MEDICAL DEVICES | W01020104 | LIPOPROTEINS | 5 | NO
W | IN VITRO DIAGNOSTIC MEDICAL DEVICES | W0102010401 | APOLIPOPROTEIN A I | 6 | YES
W | IN VITRO DIAGNOSTIC MEDICAL DEVICES | W0102010402 | APOLIPOPROTEIN A II | 6 | YES
W | IN VITRO DIAGNOSTIC MEDICAL DEVICES | W0102010403 | APOLIPOPROTEIN B | 6 | YES
W | IN VITRO DIAGNOSTIC MEDICAL DEVICES | W0102010404 | APOLIPOPROTEIN E SUB-TYPING | 6 | YES
W | IN VITRO DIAGNOSTIC MEDICAL DEVICES | W0102010405 | LIPOPROTEIN ( A ) | 6 | YES
W | IN VITRO DIAGNOSTIC MEDICAL DEVICES | W0102010499 | LIPOPROTEINS - OTHER | 6 | YES
W | IN VITRO DIAGNOSTIC MEDICAL DEVICES | W01020190 | OTHER SPECIFIC PROTEINS | 5 | NO
W | IN VITRO DIAGNOSTIC MEDICAL DEVICES | W0102019001 | A1-ACID GLYCOPROTEIN (OROSOMUCOID) | 6 | YES
W | IN VITRO DIAGNOSTIC MEDICAL DEVICES | W0102019002 | A1-ANTITRYPSIN (PROTEASE INHIBITOR) | 6 | YES
W | IN VITRO DIAGNOSTIC MEDICAL DEVICES | W0102019003 | A2-MACROGLOBULIN | 6 | YES
W | IN VITRO DIAGNOSTIC MEDICAL DEVICES | W0102019004 | A1-MICROGLOBULIN | 6 | YES
W | IN VITRO DIAGNOSTIC MEDICAL DEVICES | W0102019005 | FIBRONECTIN | 6 | YES
W | IN VITRO DIAGNOSTIC MEDICAL DEVICES | W0102019006 | TRYPSIN-A1-ANTITRYPSIN (ELASTASE) | 6 | YES
W | IN VITRO DIAGNOSTIC MEDICAL DEVICES | W0102019007 | IMMUNO REACTIVE TRYPSIN | 6 | YES
W | IN VITRO DIAGNOSTIC MEDICAL DEVICES | W0102019008 | CYSTATIN C | 6 | YES
W | IN VITRO DIAGNOSTIC MEDICAL DEVICES | W0102019009 | CALPROTECTIN | 6 | YES
W | IN VITRO DIAGNOSTIC MEDICAL DEVICES | W0102019010 | ADENOSINE DEAMINASE | 6 | YES
W | IN VITRO DIAGNOSTIC MEDICAL DEVICES | W0102019011 | ADRENOMEDULLIN | 6 | YES
W | IN VITRO DIAGNOSTIC MEDICAL DEVICES | W0102019012 | AMYLOID BETA-DERIVED DIFFUSIBLE LIGAND (BETA-AMYLOID OLIGOMER) | 6 | YES
W | IN VITRO DIAGNOSTIC MEDICAL DEVICES | W0102019013 | BETA-AMYLOID (1-40) | 6 | YES
W | IN VITRO DIAGNOSTIC MEDICAL DEVICES | W0102019014 | BETA-AMYLOID (1-42) | 6 | YES
W | IN VITRO DIAGNOSTIC MEDICAL DEVICES | W0102019015 | TOTAL TAU | 6 | YES
W | IN VITRO DIAGNOSTIC MEDICAL DEVICES | W0102019016 | HUMAN TAU (HTAU) | 6 | YES
W | IN VITRO DIAGNOSTIC MEDICAL DEVICES | W0102019017 | PHOSPHORYLATED TAU (PTAU) | 6 | YES
W | IN VITRO DIAGNOSTIC MEDICAL DEVICES | W0102019018 | PRESEPSIN (soluble CD14 or sCD14) | 6 | YES
W | IN VITRO DIAGNOSTIC MEDICAL DEVICES | W0102019019 | NEUROFILAMENT LIGHT CHAIN (NFL) | 6 | YES
W | IN VITRO DIAGNOSTIC MEDICAL DEVICES | W0102019099 | SPECIFIC PROTEINS - OTHER | 6 | YES
W | IN VITRO DIAGNOSTIC MEDICAL DEVICES | W010202 | ALLERGY | 4 | NO
W | IN VITRO DIAGNOSTIC MEDICAL DEVICES | W01020201 | IMMUNOGLOBULIN E - TOTAL | 5 | YES
W | IN VITRO DIAGNOSTIC MEDICAL DEVICES | W01020202 | IMMUNOGLOBULIN E - SPECIFIC, MONOTEST/MONORESULT | 5 | YES
W | IN VITRO DIAGNOSTIC MEDICAL DEVICES | W01020203 | IMMUNOGLOBULIN E - MONOTEST/MONORESULT - MULTI AG | 5 | YES
W | IN VITRO DIAGNOSTIC MEDICAL DEVICES | W01020204 | IMMUNOGLOBULIN E - MONOTEST/PLURIRESULT-MULTI AG | 5 | YES
W | IN VITRO DIAGNOSTIC MEDICAL DEVICES | W01020205 | IMMUNOGLOBULIN E - SCREEN | 5 | YES
W | IN VITRO DIAGNOSTIC MEDICAL DEVICES | W01020206 | LEUKOTRIENE STIMULATION TEST | 5 | YES
W | IN VITRO DIAGNOSTIC MEDICAL DEVICES | W01020207 | ALLERGENE SPECIFIC IGA | 5 | YES
W | IN VITRO DIAGNOSTIC MEDICAL DEVICES | W01020208 | ALLERGENE SPECIFIC IGG | 5 | YES
W | IN VITRO DIAGNOSTIC MEDICAL DEVICES | W01020209 | HISTAMINE | 5 | YES
W | IN VITRO DIAGNOSTIC MEDICAL DEVICES | W01020299 | ALLERGY TESTS - OTHER | 5 | YES
W | IN VITRO DIAGNOSTIC MEDICAL DEVICES | W010203 | TUMOUR MARKERS | 4 | NO
W | IN VITRO DIAGNOSTIC MEDICAL DEVICES | W01020301 | CANCER ANTIGENS | 5 | NO
W | IN VITRO DIAGNOSTIC MEDICAL DEVICES | W0102030101 | BLADDER TUMOUR ANTIGEN | 6 | YES
W | IN VITRO DIAGNOSTIC MEDICAL DEVICES | W0102030102 | CANCER ANTIGEN 15-3 | 6 | YES
W | IN VITRO DIAGNOSTIC MEDICAL DEVICES | W0102030103 | CANCER ANTIGEN 19-9 | 6 | YES
W | IN VITRO DIAGNOSTIC MEDICAL DEVICES | W0102030104 | CANCER ANTIGEN 50 | 6 | YES
W | IN VITRO DIAGNOSTIC MEDICAL DEVICES | W0102030105 | CANCER ANTIGEN 72-4 | 6 | YES
W | IN VITRO DIAGNOSTIC MEDICAL DEVICES | W0102030106 | CANCER ANTIGEN 125 | 6 | YES
W | IN VITRO DIAGNOSTIC MEDICAL DEVICES | W0102030107 | CANCER ANTIGEN 195 | 6 | YES
W | IN VITRO DIAGNOSTIC MEDICAL DEVICES | W0102030108 | CANCER ANTIGEN 242 | 6 | YES
W | IN VITRO DIAGNOSTIC MEDICAL DEVICES | W0102030109 | CANCER ANTIGEN 549 | 6 | YES
W | IN VITRO DIAGNOSTIC MEDICAL DEVICES | W0102030110 | CANCER ANTIGEN 27.29 | 6 | YES
W | IN VITRO DIAGNOSTIC MEDICAL DEVICES | W0102030111 | CYFRA 21-1 | 6 | YES
W | IN VITRO DIAGNOSTIC MEDICAL DEVICES | W0102030112 | CARCINOEMBRYONIC ANTIGEN | 6 | YES
W | IN VITRO DIAGNOSTIC MEDICAL DEVICES | W0102030113 | TOTAL PROSTATIC SPECIFIC ANTIGEN | 6 | YES
W | IN VITRO DIAGNOSTIC MEDICAL DEVICES | W0102030114 | FREE PROSTATIC SPECIFIC ANTIGEN | 6 | YES
W | IN VITRO DIAGNOSTIC MEDICAL DEVICES | W0102030115 | COMPLEXED PROSTATIC SPECIFIC ANTIGEN | 6 | YES
W | IN VITRO DIAGNOSTIC MEDICAL DEVICES | W0102030116 | SQUAMOUS CELL CARCINOMA ANTIGEN | 6 | YES
W | IN VITRO DIAGNOSTIC MEDICAL DEVICES | W0102030117 | TUMOR POLYPEPTIDE ANTIGEN (TPA - INCL. TPS) | 6 | YES
W | IN VITRO DIAGNOSTIC MEDICAL DEVICES | W0102030118 | CANCER ASSOCIATED SERUM ANTIGEN | 6 | YES
W | IN VITRO DIAGNOSTIC MEDICAL DEVICES | W0102030119 | HUMAN EPIDIDYMIS PROTEIN 4 | 6 | YES
W | IN VITRO DIAGNOSTIC MEDICAL DEVICES | W0102030120 | PROSTATIC ACID PHOSPHATASE (IC) | 6 | YES
W | IN VITRO DIAGNOSTIC MEDICAL DEVICES | W0102030121 | PRO-GASTRIN-RELEASING PEPTIDE | 6 | YES
W | IN VITRO DIAGNOSTIC MEDICAL DEVICES | W0102030122 | EARLY PROSTATE CANCER ANTIGEN - 2 | 6 | YES
W | IN VITRO DIAGNOSTIC MEDICAL DEVICES | W0102030123 | NUCLEAR MATRIX PROTEIN 22 | 6 | YES
W | IN VITRO DIAGNOSTIC MEDICAL DEVICES | W0102030124 | CANCER ANTIGEN P16 | 6 | YES
W | IN VITRO DIAGNOSTIC MEDICAL DEVICES | W0102030125 | CANCER ANTIGEN P63 | 6 | YES
W | IN VITRO DIAGNOSTIC MEDICAL DEVICES | W0102030126 | CYTOKERATINS | 6 | YES
W | IN VITRO DIAGNOSTIC MEDICAL DEVICES | W0102030127 | (2)PROPSA | 6 | YES
W | IN VITRO DIAGNOSTIC MEDICAL DEVICES | W0102030199 | CANCER ANTIGENS - OTHER | 6 | YES
W | IN VITRO DIAGNOSTIC MEDICAL DEVICES | W01020302 | RECEPTOR ASSAYS | 5 | NO
W | IN VITRO DIAGNOSTIC MEDICAL DEVICES | W0102030201 | ESTROGEN RECEPTOR ASSAYS | 6 | YES
W | IN VITRO DIAGNOSTIC MEDICAL DEVICES | W0102030202 | PROGESTERONE RECEPTOR ASSAYS | 6 | YES
W | IN VITRO DIAGNOSTIC MEDICAL DEVICES | W0102030299 | RECEPTOR ASSAYS - OTHER | 6 | YES
W | IN VITRO DIAGNOSTIC MEDICAL DEVICES | W01020502 | PREGNANCY TESTING HORMONES / PROTEINS | 5 | NO
W | IN VITRO DIAGNOSTIC MEDICAL DEVICES | W0102050201 | ALPHA2-PREGNANCY ASSOCIATED GLYCOPROTEIN | 6 | YES
W | IN VITRO DIAGNOSTIC MEDICAL DEVICES | W0102050202 | ESTRIOL | 6 | YES
W | IN VITRO DIAGNOSTIC MEDICAL DEVICES | W0102050203 | UNCONJUGATED (FREE) ESTRIOL | 6 | YES
W | IN VITRO DIAGNOSTIC MEDICAL DEVICES | W0102050204 | ESTRONE | 6 | YES
W | IN VITRO DIAGNOSTIC MEDICAL DEVICES | W0102050205 | TOTAL HUMAN CHORIONIC GONADOTROPIN | 6 | YES
W | IN VITRO DIAGNOSTIC MEDICAL DEVICES | W0102050206 | B- HUMAN CHORIONIC GONADOTROPIN (INCL. SUBUNIT) | 6 | YES
W | IN VITRO DIAGNOSTIC MEDICAL DEVICES | W0102050207 | HUMAN PLACENTAL LACTOGEN | 6 | YES
W | IN VITRO DIAGNOSTIC MEDICAL DEVICES | W0102050208 | PREGNANCY SPECIFIC B1 -GLYCOPROTEIN | 6 | YES
W | IN VITRO DIAGNOSTIC MEDICAL DEVICES | W0102050209 | GLYCOPROTEIN A SUBUNIT | 6 | YES
W | IN VITRO DIAGNOSTIC MEDICAL DEVICES | W0102050210 | PREGNANCY ASSOCIATED PLASMA PROTEIN - A (DOWNS) | 6 | YES
W | IN VITRO DIAGNOSTIC MEDICAL DEVICES | W0102050211 | PLACENTAL GROWTH FACTOR (PRE-ECLAMPSIA) | 6 | YES
W | IN VITRO DIAGNOSTIC MEDICAL DEVICES | W0102050212 | SOLUBLE FMS-LIKE TYROSINE KINASE-1 | 6 | YES
W | IN VITRO DIAGNOSTIC MEDICAL DEVICES | W0102050213 | FREE BETA HCG (PRENATAL SCREENING) | 6 | YES
W | IN VITRO DIAGNOSTIC MEDICAL DEVICES | W0102050214 | INHIBIN A/B (PRENATAL SCREENING) | 6 | YES
W | IN VITRO DIAGNOSTIC MEDICAL DEVICES | W0102050215 | ANTI-MULLERIAN HORMONE | 6 | YES
W | IN VITRO DIAGNOSTIC MEDICAL DEVICES | W0102050299 | PREGNANCY TESTING HORMONES - OTHER | 6 | YES
W | IN VITRO DIAGNOSTIC MEDICAL DEVICES | W010206 | INDIVIDUAL AND SPECIFIC HORMONES / PROTEINS | 4 | NO
W | IN VITRO DIAGNOSTIC MEDICAL DEVICES | W01020601 | DIABETES ASSAYS (HORMONES) | 5 | NO
W | IN VITRO DIAGNOSTIC MEDICAL DEVICES | W0102060101 | C-PEPTIDE | 6 | YES
W | IN VITRO DIAGNOSTIC MEDICAL DEVICES | W0102060102 | GLUCAGON | 6 | YES
W | IN VITRO DIAGNOSTIC MEDICAL DEVICES | W0102060103 | INSULIN | 6 | YES
W | IN VITRO DIAGNOSTIC MEDICAL DEVICES | W0102060104 | INSULIN ANTIBODY | 6 | YES
W | IN VITRO DIAGNOSTIC MEDICAL DEVICES | W0102060105 | GAD II ANTIBODIES AND OTHER ICA | 6 | YES
W | IN VITRO DIAGNOSTIC MEDICAL DEVICES | W0102060106 | THYROSIN PHOSPHATASE IA2 ANTIBODIES | 6 | YES
W | IN VITRO DIAGNOSTIC MEDICAL DEVICES | W0102060107 | PROINSULIN | 6 | YES
W | IN VITRO DIAGNOSTIC MEDICAL DEVICES | W0102060108 | ISLET CELL AB | 6 | YES
W | IN VITRO DIAGNOSTIC MEDICAL DEVICES | W0102060109 | GLYCOSYLATED/GLYCATED HAEMOGLOBIN (IC) | 6 | YES
W | IN VITRO DIAGNOSTIC MEDICAL DEVICES | W0102060199 | DIABETES ASSAYS - OTHER | 6 | YES
W | IN VITRO DIAGNOSTIC MEDICAL DEVICES | W01020602 | RENAL METABOLISM ASSAYS | 5 | NO
W | IN VITRO DIAGNOSTIC MEDICAL DEVICES | W0102060201 | ALDOSTERONE | 6 | YES
W | IN VITRO DIAGNOSTIC MEDICAL DEVICES | W0102060202 | ANGIOTENSIN I / II | 6 | YES
W | IN VITRO DIAGNOSTIC MEDICAL DEVICES | W0102060203 | CORTISOL | 6 | YES
W | IN VITRO DIAGNOSTIC MEDICAL DEVICES | W0102060204 | RENINE (PLASMA RENINE ACTIVITY) | 6 | YES
W | IN VITRO DIAGNOSTIC MEDICAL DEVICES | W0102060205 | ANGIOTENSIN CONVERTING ENZYME (IC) | 6 | YES
W | IN VITRO DIAGNOSTIC MEDICAL DEVICES | W0102060206 | RENINE DIRECT | 6 | YES
W | IN VITRO DIAGNOSTIC MEDICAL DEVICES | W0102060207 | NEUTROPHIL GELATINASE ASSOCIATED LIPOCALIN (LIPOCALIN 2) | 6 | YES
W | IN VITRO DIAGNOSTIC MEDICAL DEVICES | W0102060208 | TISSUE INHIBITOR OF METALLOPROTEINASE-2 / INSULINE-LIKE GROWTH FACTOR - BINDING PROTEIN-7 | 6 | YES
W | IN VITRO DIAGNOSTIC MEDICAL DEVICES | W0102060299 | RENAL METABOLISM TESTS - OTHER | 6 | YES
W | IN VITRO DIAGNOSTIC MEDICAL DEVICES | W01020603 | BONE AND MINERAL METABOLISM ASSAYS | 5 | NO
W | IN VITRO DIAGNOSTIC MEDICAL DEVICES | W0102060301 | CALCITONIN | 6 | YES
W | IN VITRO DIAGNOSTIC MEDICAL DEVICES | W0102060302 | COLLAGEN TYPE I C-TERMINAL PROPEPTIDE | 6 | YES
W | IN VITRO DIAGNOSTIC MEDICAL DEVICES | W0102060303 | COLLAGEN TYPE III C-TERMINAL PROPEPTIDE | 6 | YES
W | IN VITRO DIAGNOSTIC MEDICAL DEVICES | W0102060304 | CROSS-LINKED C-TELOPEPTIDES | 6 | YES
W | IN VITRO DIAGNOSTIC MEDICAL DEVICES | W0102060305 | CROSS-LINKED N-TELOPEPTIDES | 6 | YES
W | IN VITRO DIAGNOSTIC MEDICAL DEVICES | W0102060306 | CYCLIC ADENOSIN MONOPHOSPHATE | 6 | YES
W | IN VITRO DIAGNOSTIC MEDICAL DEVICES | W0102060307 | DEOXYPYRIDINOLINE | 6 | YES
W | IN VITRO DIAGNOSTIC MEDICAL DEVICES | W0102060308 | 1.25-DIHYDROXYVITAMIN D | 6 | YES
W | IN VITRO DIAGNOSTIC MEDICAL DEVICES | W0102060309 | 25-HYDROXYVITAMIN D | 6 | YES
W | IN VITRO DIAGNOSTIC MEDICAL DEVICES | W0102060310 | HYDROXYPROLINE | 6 | YES
W | IN VITRO DIAGNOSTIC MEDICAL DEVICES | W0102060311 | OSTEOCALCINE | 6 | YES
W | IN VITRO DIAGNOSTIC MEDICAL DEVICES | W0102060312 | PARATHYROID HORMONE INTACT | 6 | YES
W | IN VITRO DIAGNOSTIC MEDICAL DEVICES | W0102060313 | PARATHYROID HORMONE (C-/N-TERMINAL, M-REGIONAL) | 6 | YES
W | IN VITRO DIAGNOSTIC MEDICAL DEVICES | W0102060314 | PARATHYROID HORMONE RELATED PEPTIDE | 6 | YES
W | IN VITRO DIAGNOSTIC MEDICAL DEVICES | W0102060315 | PYRIDINOLINE | 6 | YES
W | IN VITRO DIAGNOSTIC MEDICAL DEVICES | W0102060316 | TARTRATE-RESISTANT ACID PHOSPHATASE 5B | 6 | YES
W | IN VITRO DIAGNOSTIC MEDICAL DEVICES | W0102060317 | PROCOLLAGEN TYPE I N TERMINAL PROPEPTIDE | 6 | YES
W | IN VITRO DIAGNOSTIC MEDICAL DEVICES | W0102060318 | BONE ALKALINE PHOSPHATASE (IC) | 6 | YES
W | IN VITRO DIAGNOSTIC MEDICAL DEVICES | W0102060399 | BONE METABOLISM TESTS - OTHER | 6 | YES
W | IN VITRO DIAGNOSTIC MEDICAL DEVICES | W01020604 | ENDOCRINE HORMONES AND PEPTIDES | 5 | NO
W | IN VITRO DIAGNOSTIC MEDICAL DEVICES | W0102060401 | ADRENOCORTICOTROPIC HORMONE | 6 | YES
W | IN VITRO DIAGNOSTIC MEDICAL DEVICES | W0102060402 | HUMAN GROWTH HORMONE | 6 | YES
W | IN VITRO DIAGNOSTIC MEDICAL DEVICES | W0102060403 | INSULIN-LIKE GROWTH FACTOR I (SOMATOMEDIN C) | 6 | YES
W | IN VITRO DIAGNOSTIC MEDICAL DEVICES | W0102060404 | INSULIN-LIKE GROWTH FACTOR II | 6 | YES
W | IN VITRO DIAGNOSTIC MEDICAL DEVICES | W0102060405 | INSULIN-LIKE GROWTH FACTOR BINDING PROTEIN 1 | 6 | YES
W | IN VITRO DIAGNOSTIC MEDICAL DEVICES | W0102060406 | INSULIN-LIKE GROWTH FACTOR BINDING PROTEIN 3 | 6 | YES
W | IN VITRO DIAGNOSTIC MEDICAL DEVICES | W0102060407 | VASOINTESTINAL PEPTIDE | 6 | YES
W | IN VITRO DIAGNOSTIC MEDICAL DEVICES | W0102060408 | VASOPRESSIN | 6 | YES
W | IN VITRO DIAGNOSTIC MEDICAL DEVICES | W0102060499 | ENDOCRINE HORMONES (GROWTH FACTORS) - OTHER | 6 | YES
W | IN VITRO DIAGNOSTIC MEDICAL DEVICES | W01020605 | NEUROENDOCRINE FUNCTION ASSAYS | 5 | NO
W | IN VITRO DIAGNOSTIC MEDICAL DEVICES | W0102060501 | BOMBESIN | 6 | YES
W | IN VITRO DIAGNOSTIC MEDICAL DEVICES | W0102060502 | B-ENDORPHIN | 6 | YES
W | IN VITRO DIAGNOSTIC MEDICAL DEVICES | W0102060503 | 17-HYDROXY-KETOSTERONE | 6 | YES
W | IN VITRO DIAGNOSTIC MEDICAL DEVICES | W0102060504 | 17-KETOGENIC STEROIDS | 6 | YES
W | IN VITRO DIAGNOSTIC MEDICAL DEVICES | W0102060505 | 17-KETOSTEROIDS | 6 | YES
W | IN VITRO DIAGNOSTIC MEDICAL DEVICES | W0102060506 | A-MELANOCITE STIMULATING HORMONES | 6 | YES
W | IN VITRO DIAGNOSTIC MEDICAL DEVICES | W0102060507 | NEUROTENSIN | 6 | YES
W | IN VITRO DIAGNOSTIC MEDICAL DEVICES | W0102060508 | SOMATOSTATIN | 6 | YES
W | IN VITRO DIAGNOSTIC MEDICAL DEVICES | W0102060509 | SUBSTANCE P | 6 | YES
W | IN VITRO DIAGNOSTIC MEDICAL DEVICES | W0102060599 | NEOENDOCRINE FUNCTION ASSAYS - OTHER | 6 | YES
W | IN VITRO DIAGNOSTIC MEDICAL DEVICES | W01020606 | MULTIPLE HORMONES - INDIVIDUAL AND SPECIFIC | 5 | NO
W | IN VITRO DIAGNOSTIC MEDICAL DEVICES | W0102060601 | ADRENALIN / NORADRENALINE / DOPAMINE | 6 | YES
W | IN VITRO DIAGNOSTIC MEDICAL DEVICES | W0102060699 | MULTIPLE INDIVIDUAL HORMONES - OTHER | 6 | YES
W | IN VITRO DIAGNOSTIC MEDICAL DEVICES | W01020690 | VARIOUS INDIVIDUAL AND SPECIFIC HORMONES | 5 | NO
W | IN VITRO DIAGNOSTIC MEDICAL DEVICES | W0102069001 | GASTRIN | 6 | YES
W | IN VITRO DIAGNOSTIC MEDICAL DEVICES | W0102069002 | GONADOTROPIN-RELEASING HORMONE | 6 | YES
W | IN VITRO DIAGNOSTIC MEDICAL DEVICES | W0102069003 | MELATONINE | 6 | YES
W | IN VITRO DIAGNOSTIC MEDICAL DEVICES | W0102069004 | NEOPTERINE | 6 | YES
W | IN VITRO DIAGNOSTIC MEDICAL DEVICES | W0102069005 | OXYTOCIN | 6 | YES
W | IN VITRO DIAGNOSTIC MEDICAL DEVICES | W0102069006 | PEPSINOGEN | 6 | YES
W | IN VITRO DIAGNOSTIC MEDICAL DEVICES | W0102069007 | PROSTAGLANDIN | 6 | YES
W | IN VITRO DIAGNOSTIC MEDICAL DEVICES | W0102069008 | SEROTONIN-UPTAKE (PLATELETS) | 6 | YES
W | IN VITRO DIAGNOSTIC MEDICAL DEVICES | W0102069009 | ELASTASE (PANCREATIC POLYPEPTIDE) | 6 | YES
W | IN VITRO DIAGNOSTIC MEDICAL DEVICES | W0102069010 | ADRENALIN | 6 | YES
W | IN VITRO DIAGNOSTIC MEDICAL DEVICES | W0102069011 | NORADRENALIN | 6 | YES
W | IN VITRO DIAGNOSTIC MEDICAL DEVICES | W0102069012 | DOPAMINE | 6 | YES
W | IN VITRO DIAGNOSTIC MEDICAL DEVICES | W0102069013 | PROCALCITONIN | 6 | YES
W | IN VITRO DIAGNOSTIC MEDICAL DEVICES | W0102069014 | LEPTIN | 6 | YES
W | IN VITRO DIAGNOSTIC MEDICAL DEVICES | W0102069015 | MOTILIN | 6 | YES
W | IN VITRO DIAGNOSTIC MEDICAL DEVICES | W0102069016 | CYCLIC GUANOSINE MONOPHOSPHATE | 6 | YES
W | IN VITRO DIAGNOSTIC MEDICAL DEVICES | W0102069017 | MID-REGIONAL PROADRENOMEDULLIN (MR-PROADM) | 6 | YES
W | IN VITRO DIAGNOSTIC MEDICAL DEVICES | W0102069099 | INDIVIDUAL AND SPECIFIC HORMONES - OTHER | 6 | YES
W | IN VITRO DIAGNOSTIC MEDICAL DEVICES | W010207 | ANEMIA RELATED / VITAMIN TESTS | 4 | NO
W | IN VITRO DIAGNOSTIC MEDICAL DEVICES | W01020701 | ANEMIA | 5 | NO
W | IN VITRO DIAGNOSTIC MEDICAL DEVICES | W0102070101 | ERYTHROPOIETIN | 6 | YES
W | IN VITRO DIAGNOSTIC MEDICAL DEVICES | W0102070102 | FERRITIN | 6 | YES
W | IN VITRO DIAGNOSTIC MEDICAL DEVICES | W0102070103 | FOLATE | 6 | YES
W | IN VITRO DIAGNOSTIC MEDICAL DEVICES | W0102070104 | SOLUBLE TRANSFERRIN RECEPTOR | 6 | YES
W | IN VITRO DIAGNOSTIC MEDICAL DEVICES | W0102070105 | RETICULOCYTE HAEMOGLOBIN CONTENT | 6 | YES
W | IN VITRO DIAGNOSTIC MEDICAL DEVICES | W0102070106 | IRON (IC) | 6 | YES
W | IN VITRO DIAGNOSTIC MEDICAL DEVICES | W0102070107 | IRON BINDING CAPACITY - TOTAL (IC) | 6 | YES
W | IN VITRO DIAGNOSTIC MEDICAL DEVICES | W0102070199 | ANEMIA - OTHER | 6 | YES
W | IN VITRO DIAGNOSTIC MEDICAL DEVICES | W01020702 | VITAMINES | 5 | NO
W | IN VITRO DIAGNOSTIC MEDICAL DEVICES | W0102070201 | VITAMIN B1 | 6 | YES
W | IN VITRO DIAGNOSTIC MEDICAL DEVICES | W0102070202 | VITAMIN B2 | 6 | YES
W | IN VITRO DIAGNOSTIC MEDICAL DEVICES | W0102070203 | VITAMIN B6 | 6 | YES
W | IN VITRO DIAGNOSTIC MEDICAL DEVICES | W0102070204 | VITAMIN B12 | 6 | YES
W | IN VITRO DIAGNOSTIC MEDICAL DEVICES | W0102070205 | INTRINSIC FACTOR (BLOCKING ANTIBODY) | 6 | YES
W | IN VITRO DIAGNOSTIC MEDICAL DEVICES | W0102070206 | VITAMIN D (CHOLECALCIFEROL) | 6 | YES
W | IN VITRO DIAGNOSTIC MEDICAL DEVICES | W0102070299 | VITAMIN TESTS - OTHER | 6 | YES
W | IN VITRO DIAGNOSTIC MEDICAL DEVICES | W01020703 | MULTIPLE - ANEMIA RELATED / VITAMIN TESTS | 5 | NO
W | IN VITRO DIAGNOSTIC MEDICAL DEVICES | W0102070301 | VITAMIN B 12 / FOLATE | 6 | YES
W | IN VITRO DIAGNOSTIC MEDICAL DEVICES | W0102070399 | MULTIPLE ANEMIA / VITAMIN TESTS - OTHER | 6 | YES
W | IN VITRO DIAGNOSTIC MEDICAL DEVICES | W010208 | THERAPEUTIC DRUG MONITORING | 4 | NO
W | IN VITRO DIAGNOSTIC MEDICAL DEVICES | W01020801 | CARDIOVASCULAR TDM | 5 | NO
W | IN VITRO DIAGNOSTIC MEDICAL DEVICES | W0102080101 | DIGOXIN | 6 | YES
W | IN VITRO DIAGNOSTIC MEDICAL DEVICES | W0102080102 | DIGITOXIN | 6 | YES
W | IN VITRO DIAGNOSTIC MEDICAL DEVICES | W0102080103 | DISOPYRAMIDE | 6 | YES
W | IN VITRO DIAGNOSTIC MEDICAL DEVICES | W0102080104 | FLECAINIDE | 6 | YES
W | IN VITRO DIAGNOSTIC MEDICAL DEVICES | W0102080105 | LIDOCAINE | 6 | YES
W | IN VITRO DIAGNOSTIC MEDICAL DEVICES | W0102080106 | N-ACETYLPROCAINAMIDE | 6 | YES
W | IN VITRO DIAGNOSTIC MEDICAL DEVICES | W0102080107 | PROCAINAMIDE | 6 | YES
W | IN VITRO DIAGNOSTIC MEDICAL DEVICES | W0102080108 | PROPRANOLOL | 6 | YES
W | IN VITRO DIAGNOSTIC MEDICAL DEVICES | W0102080109 | QUINIDINE | 6 | YES
W | IN VITRO DIAGNOSTIC MEDICAL DEVICES | W0102080199 | CARDIOVASCULAR TDM - OTHER | 6 | YES
W | IN VITRO DIAGNOSTIC MEDICAL DEVICES | W01020802 | CENTRAL NERVOUS SYSTEMS TDM | 5 | NO
W | IN VITRO DIAGNOSTIC MEDICAL DEVICES | W0102080201 | CARBAMAZEPINE | 6 | YES
W | IN VITRO DIAGNOSTIC MEDICAL DEVICES | W0102080202 | ETHOSUXIMIDE | 6 | YES
W | IN VITRO DIAGNOSTIC MEDICAL DEVICES | W0102080203 | FREE CARBAMAZEPINE | 6 | YES
W | IN VITRO DIAGNOSTIC MEDICAL DEVICES | W0102080204 | FREE PHENYTOIN | 6 | YES
W | IN VITRO DIAGNOSTIC MEDICAL DEVICES | W0102080205 | FREE PRIMIDONE | 6 | YES
W | IN VITRO DIAGNOSTIC MEDICAL DEVICES | W0102080206 | FREE VALPROIC ACID | 6 | YES
W | IN VITRO DIAGNOSTIC MEDICAL DEVICES | W0102080207 | PHENOBARBITAL | 6 | YES
W | IN VITRO DIAGNOSTIC MEDICAL DEVICES | W0102080208 | PHENYTOIN | 6 | YES
W | IN VITRO DIAGNOSTIC MEDICAL DEVICES | W0102080209 | PRIMIDONE | 6 | YES
W | IN VITRO DIAGNOSTIC MEDICAL DEVICES | W0102080210 | VALPROIC ACID | 6 | YES
W | IN VITRO DIAGNOSTIC MEDICAL DEVICES | W0102080211 | GABAPENTIN | 6 | YES
W | IN VITRO DIAGNOSTIC MEDICAL DEVICES | W0102080212 | LAMOTRIGINE | 6 | YES
W | IN VITRO DIAGNOSTIC MEDICAL DEVICES | W0102080213 | TOPIRAMATE | 6 | YES
W | IN VITRO DIAGNOSTIC MEDICAL DEVICES | W0102080214 | ZONISAMIDE | 6 | YES
W | IN VITRO DIAGNOSTIC MEDICAL DEVICES | W0102080215 | LEVETIRACETAM | 6 | YES
W | IN VITRO DIAGNOSTIC MEDICAL DEVICES | W0102080299 | CENTRAL NERVOUS SYSTEM TDM - OTHER | 6 | YES
W | IN VITRO DIAGNOSTIC MEDICAL DEVICES | W01020803 | ANTIBIOTIC TDM / ANTIVIRUS TDM | 5 | NO
W | IN VITRO DIAGNOSTIC MEDICAL DEVICES | W0102080301 | AMIKACIN | 6 | YES
W | IN VITRO DIAGNOSTIC MEDICAL DEVICES | W0102080303 | CHLORAMPHENICOL | 6 | YES
W | IN VITRO DIAGNOSTIC MEDICAL DEVICES | W0102080305 | DIBEKACIN | 6 | YES
W | IN VITRO DIAGNOSTIC MEDICAL DEVICES | W0102080307 | GENTAMICIN | 6 | YES
W | IN VITRO DIAGNOSTIC MEDICAL DEVICES | W0102080309 | KANAMYCIN | 6 | YES
W | IN VITRO DIAGNOSTIC MEDICAL DEVICES | W0102080311 | NETILMYCIN | 6 | YES
W | IN VITRO DIAGNOSTIC MEDICAL DEVICES | W0102080313 | SISOMYCIN | 6 | YES
W | IN VITRO DIAGNOSTIC MEDICAL DEVICES | W0102080315 | STREPTOMYCIN | 6 | YES
W | IN VITRO DIAGNOSTIC MEDICAL DEVICES | W0102080317 | TOBRAMYCIN | 6 | YES
W | IN VITRO DIAGNOSTIC MEDICAL DEVICES | W0102080319 | VANCOMYCIN | 6 | YES
W | IN VITRO DIAGNOSTIC MEDICAL DEVICES | W0102080321 | TEICOPLANINE | 6 | YES
W | IN VITRO DIAGNOSTIC MEDICAL DEVICES | W0102080399 | ANTIBIOTICS TDM - OTHER | 6 | YES
W | IN VITRO DIAGNOSTIC MEDICAL DEVICES | W01020804 | ANTI-ASTHMA TDM | 5 | NO
W | IN VITRO DIAGNOSTIC MEDICAL DEVICES | W0102080401 | CAFFEINE | 6 | YES
W | IN VITRO DIAGNOSTIC MEDICAL DEVICES | W0102080402 | THEOPHYLLINE | 6 | YES
W | IN VITRO DIAGNOSTIC MEDICAL DEVICES | W0102080499 | ANTI-ASTHMA TDM - OTHER | 6 | YES
W | IN VITRO DIAGNOSTIC MEDICAL DEVICES | W01020805 | ANTI-NEOPLASTIC TDM | 5 | NO
W | IN VITRO DIAGNOSTIC MEDICAL DEVICES | W0102080501 | METHOTREXATE | 6 | YES
W | IN VITRO DIAGNOSTIC MEDICAL DEVICES | W0102080599 | ANTI-NEOPLASTIC TDM - OTHER | 6 | YES
W | IN VITRO DIAGNOSTIC MEDICAL DEVICES | W01020806 | IMMUNOSUPPRESSANT TDM | 5 | NO
W | IN VITRO DIAGNOSTIC MEDICAL DEVICES | W0102080601 | CYCLOSPORINE TOTAL | 6 | YES
W | IN VITRO DIAGNOSTIC MEDICAL DEVICES | W0102080602 | CYCLOSPORINE SPECIFIC | 6 | YES
W | IN VITRO DIAGNOSTIC MEDICAL DEVICES | W0102080603 | TACROLIMUS | 6 | YES
W | IN VITRO DIAGNOSTIC MEDICAL DEVICES | W0102080604 | RAPAMYCIN (SIROLIMUS) | 6 | YES
W | IN VITRO DIAGNOSTIC MEDICAL DEVICES | W0102080605 | MYCOPHENOLATE | 6 | YES
W | IN VITRO DIAGNOSTIC MEDICAL DEVICES | W0102080606 | EVEROLIMUS | 6 | YES
W | IN VITRO DIAGNOSTIC MEDICAL DEVICES | W0102080699 | IMMUNOSUPPRESSANT TDM - OTHER | 6 | YES
W | IN VITRO DIAGNOSTIC MEDICAL DEVICES | W01020807 | AUTOIMMUNE DISEASE TDM | 5 | NO
W | IN VITRO DIAGNOSTIC MEDICAL DEVICES | W0102080701 | INFLIXIMAB | 6 | YES
W | IN VITRO DIAGNOSTIC MEDICAL DEVICES | W0102080702 | ADALIMUMAB | 6 | YES
W | IN VITRO DIAGNOSTIC MEDICAL DEVICES | W0102080703 | ETANERCEP | 6 | YES
W | IN VITRO DIAGNOSTIC MEDICAL DEVICES | W0102080704 | RITUXIMAB | 6 | YES
W | IN VITRO DIAGNOSTIC MEDICAL DEVICES | W0102080799 | AUTOIMMUNE DISEASE TDM - OTHER | 6 | YES
W | IN VITRO DIAGNOSTIC MEDICAL DEVICES | W01020899 | THERAPEUTIC DRUG MONITORING - OTHER | 5 | YES
W | IN VITRO DIAGNOSTIC MEDICAL DEVICES | W010209 | DRUGS OF ABUSE / TOXICOLOGY | 4 | NO
W | IN VITRO DIAGNOSTIC MEDICAL DEVICES | W01020901 | DRUGS OF ABUSE | 5 | NO
W | IN VITRO DIAGNOSTIC MEDICAL DEVICES | W0102090101 | AMPHETAMINES GROUP | 6 | YES
W | IN VITRO DIAGNOSTIC MEDICAL DEVICES | W0102090102 | AMPHETAMINE/METHAMPHETAMINE SPECIFIC | 6 | YES
W | IN VITRO DIAGNOSTIC MEDICAL DEVICES | W0102090103 | BARBITURATES | 6 | YES
W | IN VITRO DIAGNOSTIC MEDICAL DEVICES | W0102090104 | BENZODIAZEPINES | 6 | YES
W | IN VITRO DIAGNOSTIC MEDICAL DEVICES | W0102090105 | CANNABINOIDS | 6 | YES
W | IN VITRO DIAGNOSTIC MEDICAL DEVICES | W0102090106 | COCAINE + COCAINE METABOLITES | 6 | YES
W | IN VITRO DIAGNOSTIC MEDICAL DEVICES | W0102090107 | CODEINE | 6 | YES
W | IN VITRO DIAGNOSTIC MEDICAL DEVICES | W0102090108 | COTININE | 6 | YES
W | IN VITRO DIAGNOSTIC MEDICAL DEVICES | W0102090109 | LYSERGIC ACID DIETHYLAMIDE | 6 | YES
W | IN VITRO DIAGNOSTIC MEDICAL DEVICES | W0102090110 | METHADONE | 6 | YES
W | IN VITRO DIAGNOSTIC MEDICAL DEVICES | W0102090111 | METHAQUALONE | 6 | YES
W | IN VITRO DIAGNOSTIC MEDICAL DEVICES | W0102090112 | MORPHINES | 6 | YES
W | IN VITRO DIAGNOSTIC MEDICAL DEVICES | W0102090113 | OPIATES | 6 | YES
W | IN VITRO DIAGNOSTIC MEDICAL DEVICES | W0102090114 | PHENCYCLIDINE | 6 | YES
W | IN VITRO DIAGNOSTIC MEDICAL DEVICES | W0102090115 | PROPOXYPHENE | 6 | YES
W | IN VITRO DIAGNOSTIC MEDICAL DEVICES | W0102090116 | 6-ACETHYLMORPHIUM | 6 | YES
W | IN VITRO DIAGNOSTIC MEDICAL DEVICES | W0102090117 | BUPRENORPHINE | 6 | YES
W | IN VITRO DIAGNOSTIC MEDICAL DEVICES | W0102090118 | DEXTROMETHORPHAN | 6 | YES
W | IN VITRO DIAGNOSTIC MEDICAL DEVICES | W0102090119 | MDMA (ECSTASY) | 6 | YES
W | IN VITRO DIAGNOSTIC MEDICAL DEVICES | W0102090120 | EDDP SPECIFIC (METHADONE METABOLITES) | 6 | YES
W | IN VITRO DIAGNOSTIC MEDICAL DEVICES | W0102090121 | TRAMADOL | 6 | YES
W | IN VITRO DIAGNOSTIC MEDICAL DEVICES | W0102090122 | FENTANYL | 6 | YES
W | IN VITRO DIAGNOSTIC MEDICAL DEVICES | W0102090123 | OXYCODINE | 6 | YES
W | IN VITRO DIAGNOSTIC MEDICAL DEVICES | W0102090199 | DRUGS OF ABUSE - OTHER | 6 | YES
W | IN VITRO DIAGNOSTIC MEDICAL DEVICES | W01020902 | TOXICOLOGY | 5 | NO
W | IN VITRO DIAGNOSTIC MEDICAL DEVICES | W0102090201 | ACETAMINOPHENE (PARACETAMOL) | 6 | YES
W | IN VITRO DIAGNOSTIC MEDICAL DEVICES | W0102090202 | 5-AMINOLEVULINATE DEHYDRATASE | 6 | YES
W | IN VITRO DIAGNOSTIC MEDICAL DEVICES | W0102090203 | AMITRIPTYLINE | 6 | YES
W | IN VITRO DIAGNOSTIC MEDICAL DEVICES | W0102090204 | CATECHOLAMINES | 6 | YES
W | IN VITRO DIAGNOSTIC MEDICAL DEVICES | W0102090205 | DESIPRAMINE | 6 | YES
W | IN VITRO DIAGNOSTIC MEDICAL DEVICES | W0102090206 | DOXEPIN PLUS METABOLITES | 6 | YES
W | IN VITRO DIAGNOSTIC MEDICAL DEVICES | W0102090207 | ETHANOL (ALCOHOL) | 6 | YES
W | IN VITRO DIAGNOSTIC MEDICAL DEVICES | W0102090208 | HIPPURIC ACID | 6 | YES
W | IN VITRO DIAGNOSTIC MEDICAL DEVICES | W0102090209 | IMIPRAMINE | 6 | YES
W | IN VITRO DIAGNOSTIC MEDICAL DEVICES | W0102090210 | NORTRIPTYLINE | 6 | YES
W | IN VITRO DIAGNOSTIC MEDICAL DEVICES | W0102090211 | PHENOLS | 6 | YES
W | IN VITRO DIAGNOSTIC MEDICAL DEVICES | W0102090212 | PROTOPORPHYRIN IX | 6 | YES
W | IN VITRO DIAGNOSTIC MEDICAL DEVICES | W0102090213 | SALICYLATE | 6 | YES
W | IN VITRO DIAGNOSTIC MEDICAL DEVICES | W0102090214 | TRICHLOROACETIC ACID | 6 | YES
W | IN VITRO DIAGNOSTIC MEDICAL DEVICES | W0102090215 | TRICYCLIC ANTIDEPRESSANTS (TOTAL) | 6 | YES
W | IN VITRO DIAGNOSTIC MEDICAL DEVICES | W0102090216 | URO/COPROPORPHYRINS | 6 | YES
W | IN VITRO DIAGNOSTIC MEDICAL DEVICES | W0102090217 | VANILLYLMANDELIC ACID | 6 | YES
W | IN VITRO DIAGNOSTIC MEDICAL DEVICES | W0102090218 | HOMOVANILLIC ACID | 6 | YES
W | IN VITRO DIAGNOSTIC MEDICAL DEVICES | W0102090220 | ETHYL GLUCURONIDE | 6 | YES
W | IN VITRO DIAGNOSTIC MEDICAL DEVICES | W0102090299 | TOXICOLOGY - OTHER | 6 | YES
W | IN VITRO DIAGNOSTIC MEDICAL DEVICES | W010210 | MARKERS FOR AUTO-IMMUNE DISEASES | 4 | NO
W | IN VITRO DIAGNOSTIC MEDICAL DEVICES | W01021001 | AUTOIMMUNE CONNECTIVE TISSUE DISEASES | 5 | NO
W | IN VITRO DIAGNOSTIC MEDICAL DEVICES | W0102100101 | ANA SCREENING | 6 | YES
W | IN VITRO DIAGNOSTIC MEDICAL DEVICES | W0102100102 | ENA SCREENING | 6 | YES
W | IN VITRO DIAGNOSTIC MEDICAL DEVICES | W0102100105 | DS DNA - ANTIBODIES | 6 | YES
W | IN VITRO DIAGNOSTIC MEDICAL DEVICES | W0102100106 | SS DNA - ANTIBODIES | 6 | YES
W | IN VITRO DIAGNOSTIC MEDICAL DEVICES | W0102100107 | HISTONES (H1, H2A, H3, H4,…HN) | 6 | YES
W | IN VITRO DIAGNOSTIC MEDICAL DEVICES | W0102100108 | JO-1 | 6 | YES
W | IN VITRO DIAGNOSTIC MEDICAL DEVICES | W0102100109 | PM-SCL - ANTIBODIES | 6 | YES
W | IN VITRO DIAGNOSTIC MEDICAL DEVICES | W0102100110 | SCL-70 | 6 | YES
W | IN VITRO DIAGNOSTIC MEDICAL DEVICES | W0102100111 | SM | 6 | YES
W | IN VITRO DIAGNOSTIC MEDICAL DEVICES | W0102100112 | SS-A | 6 | YES
W | IN VITRO DIAGNOSTIC MEDICAL DEVICES | W0102100113 | SS-B | 6 | YES
W | IN VITRO DIAGNOSTIC MEDICAL DEVICES | W0102100114 | U1-SNRNP - ANTIBODIES | 6 | YES
W | IN VITRO DIAGNOSTIC MEDICAL DEVICES | W0102100115 | ANTI-CENTROMERE ANTIBODIES | 6 | YES
W | IN VITRO DIAGNOSTIC MEDICAL DEVICES | W0102100117 | NUCLEOSOME ANTIBODIES | 6 | YES
W | IN VITRO DIAGNOSTIC MEDICAL DEVICES | W0102100118 | RIBOSOMAL PHOSPHOPROTEIN ANTIBODIES | 6 | YES
W | IN VITRO DIAGNOSTIC MEDICAL DEVICES | W0102100199 | AUTOIMMUNE CONNECTIVE TISSUE DISEASES TESTING - OTHER | 6 | YES
W | IN VITRO DIAGNOSTIC MEDICAL DEVICES | W01021002 | NEURO-AUTO-IMMUNE DISEASE | 5 | NO
W | IN VITRO DIAGNOSTIC MEDICAL DEVICES | W0102100201 | ANTI-GANGLIOSIDE-ANTIBODIES TOTAL | 6 | YES
W | IN VITRO DIAGNOSTIC MEDICAL DEVICES | W0102100202 | ANTI-GM1 | 6 | YES
W | IN VITRO DIAGNOSTIC MEDICAL DEVICES | W0102100203 | ASIALO-GM1 | 6 | YES
W | IN VITRO DIAGNOSTIC MEDICAL DEVICES | W0102160801 | CONTROLS IMMUNOCHEM - RT & POC | 6 | YES
W | IN VITRO DIAGNOSTIC MEDICAL DEVICES | W0102160802 | STANDARDS AND CALIBRATORS IMMUNOCHEM - RT & POC | 6 | YES
W | IN VITRO DIAGNOSTIC MEDICAL DEVICES | W01021609 | INDIVIDUAL AND SPECIFIC HORMONES/PROTEINS RT & POC | 5 | NO
W | IN VITRO DIAGNOSTIC MEDICAL DEVICES | W0102160901 | LIPOCALIN-2 GRANULOCYTE GELATINASE ASSOCIATED - RT & POC | 6 | YES
W | IN VITRO DIAGNOSTIC MEDICAL DEVICES | W0102160902 | PARATHYROID HORMONE - RT & POC | 6 | YES
W | IN VITRO DIAGNOSTIC MEDICAL DEVICES | W0102160903 | THYROID-STIMULATING HORMONE - RT & POC | 6 | YES
W | IN VITRO DIAGNOSTIC MEDICAL DEVICES | W0102160999 | INDIVIDUAL AND SPECIFIC HORMONES/PROTEINS RT & POC - OTHER | 6 | YES
W | IN VITRO DIAGNOSTIC MEDICAL DEVICES | W01021699 | RAPID TESTS & POINT OF CARE - IMMUNOCHEMISTRY - OTHER | 5 | YES
W | IN VITRO DIAGNOSTIC MEDICAL DEVICES | W010217 | TRAUMATIC BRAIN INJURY | 4 | NO
W | IN VITRO DIAGNOSTIC MEDICAL DEVICES | W01021701 | GLIAL FIBRILLARY ACIDIC PROTEIN / UBIQUITIN C-TERMINAL HYDROLASE-L1 | 5 | YES
W | IN VITRO DIAGNOSTIC MEDICAL DEVICES | W01021702 | PROTEIN S-100 B | 5 | YES
W | IN VITRO DIAGNOSTIC MEDICAL DEVICES | W01021799 | OTHER TRAUMATIC BRAIN INJURY MARKERS | 5 | YES
W | IN VITRO DIAGNOSTIC MEDICAL DEVICES | W010290 | OTHER IMMUNOCHEMISTRY | 4 | NO
W | IN VITRO DIAGNOSTIC MEDICAL DEVICES | W01029001 | ANTISERA (MONOVALENT AND POLYVALENT) | 5 | YES
W | IN VITRO DIAGNOSTIC MEDICAL DEVICES | W01029002 | AMANITIN ( ORGANIC POISONS ) | 5 | YES
W | IN VITRO DIAGNOSTIC MEDICAL DEVICES | W01029003 | BUFFERS (UNASSIGNABLE), SUPPLEM. REAGENTS, ETC (IC) | 5 | YES
W | IN VITRO DIAGNOSTIC MEDICAL DEVICES | W01029004 | COATED TUBES AND BEADS (UNASSIGNABLE) (IC) | 5 | YES
W | IN VITRO DIAGNOSTIC MEDICAL DEVICES | W01029099 | IMMUNOCHEMISTRY REAGENTS - OTHER | 5 | YES
W | IN VITRO DIAGNOSTIC MEDICAL DEVICES | W0103 | HAEMATOLOGY / HAEMOSTASIS / IMMUNOHAEMATOLOGY / HISTOLOGY / CYTOLOGY | 3 | NO
W | IN VITRO DIAGNOSTIC MEDICAL DEVICES | W0105040517 | HUMAN METAPNEUMOVIRUS - NA REAGENTS | 6 | YES
W | IN VITRO DIAGNOSTIC MEDICAL DEVICES | W0105040518 | BOCAVIRUS - NA REAGENTS | 6 | YES
W | IN VITRO DIAGNOSTIC MEDICAL DEVICES | W0105040520 | RHINOVIRUS - NA REAGENTS | 6 | YES
W | IN VITRO DIAGNOSTIC MEDICAL DEVICES | W0105040521 | PARECHOVIRUS - NA REAGENTS | 6 | YES
W | IN VITRO DIAGNOSTIC MEDICAL DEVICES | W0105040522 | BK VIRUS - NA REAGENTS | 6 | YES
W | IN VITRO DIAGNOSTIC MEDICAL DEVICES | W0105040523 | JC VIRUS - NA REAGENTS | 6 | YES
W | IN VITRO DIAGNOSTIC MEDICAL DEVICES | W0105040524 | HHV-6,7,8 - NA REAGENTS | 6 | YES
W | IN VITRO DIAGNOSTIC MEDICAL DEVICES | W0105040525 | CHIKUNGUNYA VIRUS - NA REAGENTS | 6 | YES
W | IN VITRO DIAGNOSTIC MEDICAL DEVICES | W0105040526 | WEST NILE VIRUS - NA REAGENT | 6 | YES
W | IN VITRO DIAGNOSTIC MEDICAL DEVICES | W0105040528 | EBOLA (FILOVIRUS) - NA REAGENTS | 6 | YES
W | IN VITRO DIAGNOSTIC MEDICAL DEVICES | W0105040529 | CRIMEAN–CONGO HEMORRHAGIC FEVER (CCHF) - NA REAGENTS | 6 | YES
W | IN VITRO DIAGNOSTIC MEDICAL DEVICES | W0105040530 | ASTROVIRUS - NA REAGENTS | 6 | YES
W | IN VITRO DIAGNOSTIC MEDICAL DEVICES | W0105040531 | ZIKA VIRUS - NA REAGENTS | 6 | YES
W | IN VITRO DIAGNOSTIC MEDICAL DEVICES | W0105040532 | MONKEYPOX VIRUS / MPOX - NA REAGENT | 6 | YES
W | IN VITRO DIAGNOSTIC MEDICAL DEVICES | W0105040599 | VIROLOGY - NA REAGENTS - OTHER | 6 | YES
W | IN VITRO DIAGNOSTIC MEDICAL DEVICES | W01050406 | OTHER VIROLOGY ANTIGEN/ANTIBODY DETECTION | 5 | NO
W | IN VITRO DIAGNOSTIC MEDICAL DEVICES | W0105040601 | ADENOVIRUS | 6 | YES
W | IN VITRO DIAGNOSTIC MEDICAL DEVICES | W0105040602 | ENTEROVIRUS | 6 | YES
W | IN VITRO DIAGNOSTIC MEDICAL DEVICES | W0105040604 | INFLUENZA & PARA INFLUENZA | 6 | YES
W | IN VITRO DIAGNOSTIC MEDICAL DEVICES | W0105040605 | RESPIRATORY SYNCYTIAL VIRUS (RSV) | 6 | YES
W | IN VITRO DIAGNOSTIC MEDICAL DEVICES | W0105040606 | ROTAVIRUS | 6 | YES
W | IN VITRO DIAGNOSTIC MEDICAL DEVICES | W0105040609 | PARVOVIRUS B 19 | 6 | YES
W | IN VITRO DIAGNOSTIC MEDICAL DEVICES | W0105040611 | DENGUE VIRUS | 6 | YES
W | IN VITRO DIAGNOSTIC MEDICAL DEVICES | W0105040612 | FSME VIRUS | 6 | YES
W | IN VITRO DIAGNOSTIC MEDICAL DEVICES | W0105040613 | LCM VIRUS | 6 | YES
W | IN VITRO DIAGNOSTIC MEDICAL DEVICES | W0105040614 | HANTAVIRUS / BUNYAVIRUS | 6 | YES
W | IN VITRO DIAGNOSTIC MEDICAL DEVICES | W0105040615 | AVIAN INFLUENZA | 6 | YES
W | IN VITRO DIAGNOSTIC MEDICAL DEVICES | W0105040616 | NOROVIRUS | 6 | YES
W | IN VITRO DIAGNOSTIC MEDICAL DEVICES | W0105040617 | HUMAN METAPNEUMOVIRUS | 6 | YES
W | IN VITRO DIAGNOSTIC MEDICAL DEVICES | W0105040618 | BOCAVIRUS | 6 | YES
W | IN VITRO DIAGNOSTIC MEDICAL DEVICES | W0105040620 | RHINOVIRUS | 6 | YES
W | IN VITRO DIAGNOSTIC MEDICAL DEVICES | W0105040621 | PARECHOVIRUS | 6 | YES
W | IN VITRO DIAGNOSTIC MEDICAL DEVICES | W0105040622 | BK VIRUS | 6 | YES
W | IN VITRO DIAGNOSTIC MEDICAL DEVICES | W0105040623 | JC VIRUS | 6 | YES
W | IN VITRO DIAGNOSTIC MEDICAL DEVICES | W0105040624 | HHV-6,7,8 | 6 | YES
W | IN VITRO DIAGNOSTIC MEDICAL DEVICES | W0105040625 | CHIKUNGUNYA VIRUS | 6 | YES
W | IN VITRO DIAGNOSTIC MEDICAL DEVICES | W0105040626 | WEST NILE VIRUS | 6 | YES
W | IN VITRO DIAGNOSTIC MEDICAL DEVICES | W0105040627 | EBOLA (FILOVIRUS) | 6 | YES
Z | MEDICAL EQUIPMENT AND RELATED ACCESSORIES, SOFTWARE AND CONSUMABLES | Z11019004 | AUTOMATIC CURVE TRACERS | 5 | YES
Z | MEDICAL EQUIPMENT AND RELATED ACCESSORIES, SOFTWARE AND CONSUMABLES | Z11019005 | SHIELDING BLOCK CUTTERS | 5 | YES
Z | MEDICAL EQUIPMENT AND RELATED ACCESSORIES, SOFTWARE AND CONSUMABLES | Z11019080 | VARIOUS RADIOTHERAPY AND RADIOSURGERY INSTRUMENTS - HARDWARE ACCESSORIES | 5 | YES
Z | MEDICAL EQUIPMENT AND RELATED ACCESSORIES, SOFTWARE AND CONSUMABLES | Z11019082 | VARIOUS RADIOTHERAPY AND RADIOSURGERY INSTRUMENTS - SOFTWARE ACCESSORIES | 5 | YES
Z | MEDICAL EQUIPMENT AND RELATED ACCESSORIES, SOFTWARE AND CONSUMABLES | Z11019085 | VARIOUS RADIOTHERAPY AND RADIOSURGERY INSTRUMENTS - CONSUMABLES | 5 | YES
Z | MEDICAL EQUIPMENT AND RELATED ACCESSORIES, SOFTWARE AND CONSUMABLES | Z11019092 | VARIOUS RADIOTHERAPY AND RADIOSURGERY INSTRUMENTS - MEDICAL DEVICE SOFTWARE | 5 | YES
Z | MEDICAL EQUIPMENT AND RELATED ACCESSORIES, SOFTWARE AND CONSUMABLES | Z11019099 | VARIOUS RADIOTHERAPY AND RADIOSURGERY INSTRUMENTS - OTHER | 5 | YES
Z | MEDICAL EQUIPMENT AND RELATED ACCESSORIES, SOFTWARE AND CONSUMABLES | Z1102 | NUCLEAR MEDICINE INSTRUMENTS | 3 | NO
Z | MEDICAL EQUIPMENT AND RELATED ACCESSORIES, SOFTWARE AND CONSUMABLES | Z110201 | COMPUTERISED GAMMA CAMERAS | 4 | NO
Z | MEDICAL EQUIPMENT AND RELATED ACCESSORIES, SOFTWARE AND CONSUMABLES | Z11020101 | MOBILE GAMMA CAMERAS | 5 | YES
Z | MEDICAL EQUIPMENT AND RELATED ACCESSORIES, SOFTWARE AND CONSUMABLES | Z11020102 | FIXED STATION GAMMA CAMERAS WITH SINGLE HEAD - WITHOUT ‘TOTAL BODY' ACQUISITION | 5 | YES
Z | MEDICAL EQUIPMENT AND RELATED ACCESSORIES, SOFTWARE AND CONSUMABLES | Z11020103 | FIXED STATION GAMMA CAMERAS WITH SINGLE HEAD - WITH ‘TOTAL BODY’ ACQUISITION | 5 | YES
Z | MEDICAL EQUIPMENT AND RELATED ACCESSORIES, SOFTWARE AND CONSUMABLES | Z11020104 | FIXED STATION GAMMA CAMERAS WITH MULTIPLE HEADS - WITHOUT ‘TOTAL BODY’ ACQUISITION | 5 | YES
Z | MEDICAL EQUIPMENT AND RELATED ACCESSORIES, SOFTWARE AND CONSUMABLES | Z11020105 | FIXED STATION GAMMA CAMERAS WITH MULTIPLE HEADS - WITH ‘TOTAL BODY’ ACQUISITION | 5 | YES
Z | MEDICAL EQUIPMENT AND RELATED ACCESSORIES, SOFTWARE AND CONSUMABLES | Z11020180 | COMPUTERISED GAMMA CAMERAS -HARDWARE ACCESSORIES | 5 | YES
Z | MEDICAL EQUIPMENT AND RELATED ACCESSORIES, SOFTWARE AND CONSUMABLES | Z11020182 | COMPUTERISED GAMMA CAMERAS - SOFTWARE ACCESSORIES | 5 | YES
Z | MEDICAL EQUIPMENT AND RELATED ACCESSORIES, SOFTWARE AND CONSUMABLES | Z11020185 | COMPUTERISED GAMMA CAMERAS -CONSUMABLES | 5 | YES
Z | MEDICAL EQUIPMENT AND RELATED ACCESSORIES, SOFTWARE AND CONSUMABLES | Z11020192 | COMPUTERISED GAMMA CAMERAS - MEDICAL DEVICE SOFTWARE | 5 | YES
Z | MEDICAL EQUIPMENT AND RELATED ACCESSORIES, SOFTWARE AND CONSUMABLES | Z110202 | INTEGRATED CT/GAMMA CAMERA SYSTEMS | 4 | NO
Z | MEDICAL EQUIPMENT AND RELATED ACCESSORIES, SOFTWARE AND CONSUMABLES | Z11020201 | CT/GAMMA CAMERA SYSTEMS | 5 | YES
W | IN VITRO DIAGNOSTIC MEDICAL DEVICES | W0102100204 | ANTI-GD1B | 6 | YES
W | IN VITRO DIAGNOSTIC MEDICAL DEVICES | W0102100205 | GAL (ß1-3) | 6 | YES
W | IN VITRO DIAGNOSTIC MEDICAL DEVICES | W0102100206 | GALNAC | 6 | YES
W | IN VITRO DIAGNOSTIC MEDICAL DEVICES | W0102100207 | ANTI-MAG (MYELIN ASSOCIATED GLYCOPROTEIN) | 6 | YES
W | IN VITRO DIAGNOSTIC MEDICAL DEVICES | W0102100208 | ANTI-CAR (CANCER ASSOCIATED RETINOPATHY) | 6 | YES
W | IN VITRO DIAGNOSTIC MEDICAL DEVICES | W0102100209 | ANTI-HU ANTIBODY | 6 | YES
W | IN VITRO DIAGNOSTIC MEDICAL DEVICES | W0102100210 | ANTI-YO ANTIBODY | 6 | YES
W | IN VITRO DIAGNOSTIC MEDICAL DEVICES | W0102100211 | ANTI-RI ANTIBODY | 6 | YES
W | IN VITRO DIAGNOSTIC MEDICAL DEVICES | W0102100212 | ANTI-GQ1B | 6 | YES
W | IN VITRO DIAGNOSTIC MEDICAL DEVICES | W0102100299 | NEURO-AUTO-IMMUNE DISEASE - OTHER | 6 | YES
W | IN VITRO DIAGNOSTIC MEDICAL DEVICES | W01021003 | THYROID-AUTO-IMMUNE DISEASE | 5 | NO
W | IN VITRO DIAGNOSTIC MEDICAL DEVICES | W0102100301 | THYROID PEROXIDASE (INCL. MICROSOMAL) ANTIBODIES | 6 | YES
W | IN VITRO DIAGNOSTIC MEDICAL DEVICES | W0102100302 | TSH RECEPTOR ANTIBODIES | 6 | YES
W | IN VITRO DIAGNOSTIC MEDICAL DEVICES | W0102100303 | THYROGLOBULIN AUTOANTIBODY | 6 | YES
W | IN VITRO DIAGNOSTIC MEDICAL DEVICES | W0102100304 | THYROID STIMULATING IMMUNOGLOBULIN | 6 | YES
W | IN VITRO DIAGNOSTIC MEDICAL DEVICES | W0102100399 | THYROID-AUTO-IMMUNE DISEASE - OTHER | 6 | YES
W | IN VITRO DIAGNOSTIC MEDICAL DEVICES | W01021004 | VASCULITIS | 5 | NO
W | IN VITRO DIAGNOSTIC MEDICAL DEVICES | W0102100401 | ANCA SCREENING | 6 | YES
W | IN VITRO DIAGNOSTIC MEDICAL DEVICES | W0102100402 | MPO ANCA | 6 | YES
W | IN VITRO DIAGNOSTIC MEDICAL DEVICES | W0102100403 | PR3 ANCA | 6 | YES
W | IN VITRO DIAGNOSTIC MEDICAL DEVICES | W0102100499 | VASCULITIS - OTHER | 6 | YES
W | IN VITRO DIAGNOSTIC MEDICAL DEVICES | W01021005 | ANTI-PHOSPHOLIPID SYNDROM | 5 | NO
W | IN VITRO DIAGNOSTIC MEDICAL DEVICES | W0102100501 | ANTI-CARDIOLIPIN ANTIBODIES | 6 | YES
W | IN VITRO DIAGNOSTIC MEDICAL DEVICES | W0102100502 | ANTI-PHOSPHATIDYLSERIN ANTIBODIES | 6 | YES
W | IN VITRO DIAGNOSTIC MEDICAL DEVICES | W0102100503 | ANTI-B2-GLYCOPROTEIN I ANTIBODIES | 6 | YES
W | IN VITRO DIAGNOSTIC MEDICAL DEVICES | W0102100504 | APLS SCREENING (OR ANTI-CARDIOLIPIN / ANTI-B2-GLYCOPROTEIN COMBITEST) | 6 | YES
W | IN VITRO DIAGNOSTIC MEDICAL DEVICES | W0102100599 | ANTI-PHOSPHOLIP SYNDROME - OTHER | 6 | YES
W | IN VITRO DIAGNOSTIC MEDICAL DEVICES | W01021006 | CELIAC DISEASE | 5 | NO
W | IN VITRO DIAGNOSTIC MEDICAL DEVICES | W0102100601 | TISSUE TRANSGLUTAMINASE ANTIBODIES | 6 | YES
W | IN VITRO DIAGNOSTIC MEDICAL DEVICES | W0102100602 | TISSUE TRANSGLUTAMINASE/ GLIADIN ANTIBODIES COMBITEST | 6 | YES
W | IN VITRO DIAGNOSTIC MEDICAL DEVICES | W0102100603 | ANTIBODIES TO ENDOMYSIAL AUTOANTIGENES | 6 | YES
W | IN VITRO DIAGNOSTIC MEDICAL DEVICES | W0102100604 | GLIADIN ANTIBODIES | 6 | YES
W | IN VITRO DIAGNOSTIC MEDICAL DEVICES | W0102100699 | CELIAC DISEASE - OTHER | 6 | YES
W | IN VITRO DIAGNOSTIC MEDICAL DEVICES | W01021007 | AUTOIMMUNE HEPATITIS | 5 | NO
W | IN VITRO DIAGNOSTIC MEDICAL DEVICES | W0102100701 | HEPATITIS AUTOANTIBODY SCREENING | 6 | YES
W | IN VITRO DIAGNOSTIC MEDICAL DEVICES | W0102100702 | ANTI-MITOCHONDRIAL ANTIBODIES | 6 | YES
W | IN VITRO DIAGNOSTIC MEDICAL DEVICES | W0102100703 | LKM1 AND RELATED PROTEINS ANTIBODIES | 6 | YES
W | IN VITRO DIAGNOSTIC MEDICAL DEVICES | W0102100704 | ANTI-ACTIN ANTIBODIES | 6 | YES
W | IN VITRO DIAGNOSTIC MEDICAL DEVICES | W0102100705 | PARIETAL CELL ANTIBODIES | 6 | YES
W | IN VITRO DIAGNOSTIC MEDICAL DEVICES | W0102100706 | SP 100 ANTIBODIES | 6 | YES
W | IN VITRO DIAGNOSTIC MEDICAL DEVICES | W0102100707 | ANTIBODIES TO SOLUBLE LIVER ANTIGENES | 6 | YES
W | IN VITRO DIAGNOSTIC MEDICAL DEVICES | W0102100799 | AUTOIMMUNE HEPATITIS - OTHER | 6 | YES
W | IN VITRO DIAGNOSTIC MEDICAL DEVICES | W01021008 | INFLAMATORY BOWEL DISEASE (IBD) | 5 | NO
W | IN VITRO DIAGNOSTIC MEDICAL DEVICES | W0102100801 | SACCHAROMYCES CEREVISIAE ANTIBODIES | 6 | YES
W | IN VITRO DIAGNOSTIC MEDICAL DEVICES | W0102100802 | PERINUCLEAR ANTI-NEUTROPHIL CYTOPLASMIC ANTIBODIES | 6 | YES
W | IN VITRO DIAGNOSTIC MEDICAL DEVICES | W0102100899 | OTHERS INFLAMATORY BOWEL DISEASE | 6 | YES
W | IN VITRO DIAGNOSTIC MEDICAL DEVICES | W01021090 | VARIOUS AUTO-IMMUNE DISEASE | 5 | NO
W | IN VITRO DIAGNOSTIC MEDICAL DEVICES | W0102109005 | COMPLEMENT ACTIVATION | 6 | YES
W | IN VITRO DIAGNOSTIC MEDICAL DEVICES | W0102109007 | GOODPASTURE ANTIBODIES | 6 | YES
W | IN VITRO DIAGNOSTIC MEDICAL DEVICES | W0102109013 | SPERM ANTIBODIES | 6 | YES
W | IN VITRO DIAGNOSTIC MEDICAL DEVICES | W0102109014 | ANTIBODIES TO GLOMERULAR BASAL MEMBRANE | 6 | YES
W | IN VITRO DIAGNOSTIC MEDICAL DEVICES | W0102109022 | ACETYLCHOLIN RECEPTOR ANTIBODIES | 6 | YES
W | IN VITRO DIAGNOSTIC MEDICAL DEVICES | W0102109023 | LDL ANTIBODIES | 6 | YES
W | IN VITRO DIAGNOSTIC MEDICAL DEVICES | W0102109099 | AUTO-IMMUNE DISEASE TESTS - OTHER | 6 | YES
W | IN VITRO DIAGNOSTIC MEDICAL DEVICES | W010211 | RHEUMATOID - INFLAMMATORY DISEASES MARKERS | 4 | NO
W | IN VITRO DIAGNOSTIC MEDICAL DEVICES | W01021101 | ANTI-STREPTOCOCCAL DEOXYRIBONUCLEASE B (ANTI-DNAASE B) | 5 | YES
W | IN VITRO DIAGNOSTIC MEDICAL DEVICES | W01021102 | ANTI - STREPTOCOCCAL HYALURONIDASE | 5 | YES
W | IN VITRO DIAGNOSTIC MEDICAL DEVICES | W01021103 | ANTI-STREPTOKINASE | 5 | YES
W | IN VITRO DIAGNOSTIC MEDICAL DEVICES | W01021104 | ANTI-STREPTOLYSIN O (QUANTITATIVE) | 5 | YES
W | IN VITRO DIAGNOSTIC MEDICAL DEVICES | W01021105 | ANTI-STREPTOLYSIN O REACTION TIME / TITRE (QUALITATIVE) | 5 | YES
W | IN VITRO DIAGNOSTIC MEDICAL DEVICES | W01021106 | ANTI-STAPHYLOLYSIN (QUANTITATIVE) | 5 | YES
W | IN VITRO DIAGNOSTIC MEDICAL DEVICES | W01021107 | ANTI-STAPHYLOLYSIN REACTION TIME / TITRE (QUALITATIVE) | 5 | YES
W | IN VITRO DIAGNOSTIC MEDICAL DEVICES | W01021108 | CIRCULATING IMMUNE COMPLEXES | 5 | YES
W | IN VITRO DIAGNOSTIC MEDICAL DEVICES | W01021109 | C-REACTIVE PROTEIN | 5 | YES
W | IN VITRO DIAGNOSTIC MEDICAL DEVICES | W01021110 | RHEUMATOID FACTORS | 5 | YES
W | IN VITRO DIAGNOSTIC MEDICAL DEVICES | W01021111 | ANTI-STREPTOCOCCAL SCREENING | 5 | YES
W | IN VITRO DIAGNOSTIC MEDICAL DEVICES | W01021112 | ANTI-CYCLIC CITRULLINATED PEPTIDE | 5 | YES
W | IN VITRO DIAGNOSTIC MEDICAL DEVICES | W01021199 | RHEUMATOID / INFLAMMATORY DISEASE MARKERS - OTHER | 5 | YES
W | IN VITRO DIAGNOSTIC MEDICAL DEVICES | W010212 | SPECIFIC ORGAN FUNCTION ASSAYS | 4 | NO
W | IN VITRO DIAGNOSTIC MEDICAL DEVICES | W01021201 | LIVER FUNCTION (IMMUNOCHEMISTRY) | 5 | NO
W | IN VITRO DIAGNOSTIC MEDICAL DEVICES | W0102120101 | MEGX | 6 | YES
W | IN VITRO DIAGNOSTIC MEDICAL DEVICES | W0102120102 | CARBO HYDRATE DEFICIENT TRANSFERRIN | 6 | YES
W | IN VITRO DIAGNOSTIC MEDICAL DEVICES | W0102120103 | HYALURONIC ACID | 6 | YES
W | IN VITRO DIAGNOSTIC MEDICAL DEVICES | W0102120104 | PROCOLLAGEN III AMINO TERMINAL PEPTIDE | 6 | YES
W | IN VITRO DIAGNOSTIC MEDICAL DEVICES | W0102120105 | TISSUE INHIBITOR OF METALLOPROTEINASE 1 | 6 | YES
W | IN VITRO DIAGNOSTIC MEDICAL DEVICES | W0102120199 | LIVER FUNCTION - OTHER | 6 | YES
W | IN VITRO DIAGNOSTIC MEDICAL DEVICES | W01021299 | ORGAN FUNCTION ASSAYS - OTHER | 5 | YES
W | IN VITRO DIAGNOSTIC MEDICAL DEVICES | W010213 | CARDIAC MARKERS | 4 | NO
W | IN VITRO DIAGNOSTIC MEDICAL DEVICES | W01021301 | BNP / PROBNP (INCLUDING OTHER NATRIURIC PEPTIDES) | 5 | YES
W | IN VITRO DIAGNOSTIC MEDICAL DEVICES | W01021302 | HEART-TYPE FATTY ACID BINDING PROTEIN | 5 | YES
W | IN VITRO DIAGNOSTIC MEDICAL DEVICES | W01021303 | GLYCOGEN PHOSPHORYLASE BB | 5 | YES
W | IN VITRO DIAGNOSTIC MEDICAL DEVICES | W01021304 | MYOGLOBIN | 5 | YES
W | IN VITRO DIAGNOSTIC MEDICAL DEVICES | W01021305 | MYOSIN LIGHT CHAIN | 5 | YES
W | IN VITRO DIAGNOSTIC MEDICAL DEVICES | W01021306 | TROPONIN I/T | 5 | YES
W | IN VITRO DIAGNOSTIC MEDICAL DEVICES | W01021307 | HOMOCYSTEINE | 5 | YES
W | IN VITRO DIAGNOSTIC MEDICAL DEVICES | W01021308 | HIGH-SENSITIVITY C-.REACTIVE PROTEIN | 5 | YES
W | IN VITRO DIAGNOSTIC MEDICAL DEVICES | W01021309 | ISCHEMIA MODIFIED ALBUMIN | 5 | YES
W | IN VITRO DIAGNOSTIC MEDICAL DEVICES | W01021310 | MYELOPEROXIDASE | 5 | YES
W | IN VITRO DIAGNOSTIC MEDICAL DEVICES | W01021311 | CREATINE KINASE - MB MASS (IC) | 5 | YES
W | IN VITRO DIAGNOSTIC MEDICAL DEVICES | W01021312 | LIPOPROTEIN-ASSOCIATED PHOSPHOLIPASE A2 | 5 | YES
W | IN VITRO DIAGNOSTIC MEDICAL DEVICES | W01021313 | GALECTIN-3 | 5 | YES
W | IN VITRO DIAGNOSTIC MEDICAL DEVICES | W01021314 | ST2 | 5 | YES
W | IN VITRO DIAGNOSTIC MEDICAL DEVICES | W01021315 | COPEPTIN | 5 | YES
W | IN VITRO DIAGNOSTIC MEDICAL DEVICES | W01021316 | MID-REGIONAL PRO ATRIAL NATRIURETIC PEPTIDE (MR-PROANP) | 5 | YES
W | IN VITRO DIAGNOSTIC MEDICAL DEVICES | W01021399 | CARDIAC MARKERS - OTHER | 5 | YES
W | IN VITRO DIAGNOSTIC MEDICAL DEVICES | W010214 | MULTIPLE PARAMETERS - IMMUNOCHEMISTRY | 4 | NO
W | IN VITRO DIAGNOSTIC MEDICAL DEVICES | W01021499 | MULTIPLE IMMUNOCHEMISTRY REAGENTS - OTHER | 5 | YES
W | IN VITRO DIAGNOSTIC MEDICAL DEVICES | W010215 | IMMUNOCHEMISTRY CONTROLS/STANDARDS/CALIBRATORS | 4 | NO
W | IN VITRO DIAGNOSTIC MEDICAL DEVICES | W01021520 | CONTROLS - IMMUNOCHEMISTRY | 5 | NO
W | IN VITRO DIAGNOSTIC MEDICAL DEVICES | W0102152001 | TDM/DRUG CONTROLS | 6 | YES
W | IN VITRO DIAGNOSTIC MEDICAL DEVICES | W0102152002 | HORMONE CONTROLS | 6 | YES
W | IN VITRO DIAGNOSTIC MEDICAL DEVICES | W0102152003 | SPECIFIC PROTEIN CONTROLS | 6 | YES
W | IN VITRO DIAGNOSTIC MEDICAL DEVICES | W0102152004 | CARDIAC MARKER CONTROLS | 6 | YES
W | IN VITRO DIAGNOSTIC MEDICAL DEVICES | W0102152005 | TUMOUR MARKER CONTROLS | 6 | YES
W | IN VITRO DIAGNOSTIC MEDICAL DEVICES | W0102152006 | ANAEMIA RELATED/VITAMIN CONTROLS | 6 | YES
W | IN VITRO DIAGNOSTIC MEDICAL DEVICES | W0102152008 | CONTROLS FOR INDIVIDUAL AND SPECIFIC HORMONES | 6 | YES
W | IN VITRO DIAGNOSTIC MEDICAL DEVICES | W0102152009 | CONTROLS FOR NARCOTICS / TOXICOLOGY | 6 | YES
W | IN VITRO DIAGNOSTIC MEDICAL DEVICES | W0102152010 | CONTROLS FOR RHEUMATOLOGY | 6 | YES
W | IN VITRO DIAGNOSTIC MEDICAL DEVICES | W0102152011 | CONTROLS FOR AUTOIMMUNITY | 6 | YES
W | IN VITRO DIAGNOSTIC MEDICAL DEVICES | W0102152099 | CONTROLS- IMMUNOCHEMISTRY - OTHER | 6 | YES
W | IN VITRO DIAGNOSTIC MEDICAL DEVICES | W01021521 | MULTICOMPONENT IMMUNOCHEMISTRY CONTROLS | 5 | YES
W | IN VITRO DIAGNOSTIC MEDICAL DEVICES | W01021522 | STANDARDS AND CALIBRATORS IMMUNOCHEMISTRY | 5 | NO
W | IN VITRO DIAGNOSTIC MEDICAL DEVICES | W0102152201 | TDM/DRUG STANDARDS AND CALIBRATORS | 6 | YES
W | IN VITRO DIAGNOSTIC MEDICAL DEVICES | W0102152202 | HORMONE STANDARDS AND CALIBRATORS | 6 | YES
W | IN VITRO DIAGNOSTIC MEDICAL DEVICES | W0102152203 | SPECIFIC PROTEIN STANDARDS AND CALIBRATORS | 6 | YES
W | IN VITRO DIAGNOSTIC MEDICAL DEVICES | W0102152204 | CARDIAC MARKER STANDARDS AND CALIBRATORS | 6 | YES
W | IN VITRO DIAGNOSTIC MEDICAL DEVICES | W0102152205 | TUMOUR MARKER STANDARDS AND CALIBRATORS | 6 | YES
W | IN VITRO DIAGNOSTIC MEDICAL DEVICES | W0102152206 | ANAEMIA RELATED/VITAMIN STANDARDS AND CALIBRATORS | 6 | YES
W | IN VITRO DIAGNOSTIC MEDICAL DEVICES | W0102152208 | STANDARDS AND CALIBRATORS FOR INDIVIDUAL AND SPECIFIC HORMONES /PROTEINS | 6 | YES
W | IN VITRO DIAGNOSTIC MEDICAL DEVICES | W0102152209 | DRUGS OF ABUSE / TOXICOLOGY STANDARDS AND CALIBRATORS | 6 | YES
W | IN VITRO DIAGNOSTIC MEDICAL DEVICES | W0102152210 | STANDARDS AND CALIBRATORS FOR RHEUMATOLOGY | 6 | YES
W | IN VITRO DIAGNOSTIC MEDICAL DEVICES | W0102152211 | STANDARDS AND CALIBRATORS FOR AUTOIMMUNITY | 6 | YES
W | IN VITRO DIAGNOSTIC MEDICAL DEVICES | W0102152299 | STANDARDS AND CALIBRATORS - IMMUNOCHEMISTRY - OTHER | 6 | YES
W | IN VITRO DIAGNOSTIC MEDICAL DEVICES | W010216 | IMMUNOCHEMISTRY - RAPID TESTS & POINT OF CARE | 4 | NO
W | IN VITRO DIAGNOSTIC MEDICAL DEVICES | W01021601 | SPECIFIC PROTEINS RT & POC | 5 | NO
W | IN VITRO DIAGNOSTIC MEDICAL DEVICES | W0102160101 | ALBUMIN INCL. UALBUMIN RT & POC | 6 | YES
W | IN VITRO DIAGNOSTIC MEDICAL DEVICES | W0102160102 | GLYCOSYLATED/GLYCATED HAEMOGLOBIN (IC) RT & POC | 6 | YES
W | IN VITRO DIAGNOSTIC MEDICAL DEVICES | W0102160199 | SPECIFIC PROTEINS RT & POC - OTHER | 6 | YES
W | IN VITRO DIAGNOSTIC MEDICAL DEVICES | W01021602 | TUMOUR MARKERS RT & POC | 5 | NO
W | IN VITRO DIAGNOSTIC MEDICAL DEVICES | W0102160201 | BTA - RT & POC | 6 | YES
W | IN VITRO DIAGNOSTIC MEDICAL DEVICES | W0102160202 | PSA - RT & POC | 6 | YES
W | IN VITRO DIAGNOSTIC MEDICAL DEVICES | W0102160203 | FECAL OCCULT BLOOD - RT & POC | 6 | YES
W | IN VITRO DIAGNOSTIC MEDICAL DEVICES | W0102160299 | TUMOUR MARKER RT & POC - OTHER | 6 | YES
W | IN VITRO DIAGNOSTIC MEDICAL DEVICES | W01021603 | FERTILITY / PREGNANCY RT & POC | 5 | NO
W | IN VITRO DIAGNOSTIC MEDICAL DEVICES | W0102160301 | FSH - RT & POC | 6 | YES
W | IN VITRO DIAGNOSTIC MEDICAL DEVICES | W0102160302 | HCG - RT & POC | 6 | YES
W | IN VITRO DIAGNOSTIC MEDICAL DEVICES | W0102160303 | HPL - RT & POC | 6 | YES
W | IN VITRO DIAGNOSTIC MEDICAL DEVICES | W0102160304 | LH - RT & POC | 6 | YES
W | IN VITRO DIAGNOSTIC MEDICAL DEVICES | W0102160399 | FERTILITY/PREGNANCY RT & POC - OTHER | 6 | YES
W | IN VITRO DIAGNOSTIC MEDICAL DEVICES | W01021604 | THERAPEUTIC DRUG MONITORING (TDM) RT & POC | 5 | NO
W | IN VITRO DIAGNOSTIC MEDICAL DEVICES | W0102160401 | THEOPHYLLINE - RT & POC | 6 | YES
W | IN VITRO DIAGNOSTIC MEDICAL DEVICES | W0102160499 | TDM RT & POC - OTHER | 6 | YES
W | IN VITRO DIAGNOSTIC MEDICAL DEVICES | W01021605 | DRUGS OF ABUSE/TOXICOLOGY RT & POC | 5 | NO
W | IN VITRO DIAGNOSTIC MEDICAL DEVICES | W0102160501 | AMPHETAMINES - RT & POC | 6 | YES
W | IN VITRO DIAGNOSTIC MEDICAL DEVICES | W0102160502 | AMPHETAMINE/METHAMPHETAMINE SPECIFIC (+ECSTASY) - RT & POC | 6 | YES
W | IN VITRO DIAGNOSTIC MEDICAL DEVICES | W0102160503 | BARBITURATES - RT & POC | 6 | YES
W | IN VITRO DIAGNOSTIC MEDICAL DEVICES | W0102160504 | BENZODIAZEPINES - RT & POC | 6 | YES
W | IN VITRO DIAGNOSTIC MEDICAL DEVICES | W0102160505 | CANNABINOIDS - RT & POC | 6 | YES
W | IN VITRO DIAGNOSTIC MEDICAL DEVICES | W0102160506 | COCAINE + COCAINE METABOLITES - RT & POC | 6 | YES
W | IN VITRO DIAGNOSTIC MEDICAL DEVICES | W0102160507 | METHADONE INCL. EDDP - RT & POC | 6 | YES
W | IN VITRO DIAGNOSTIC MEDICAL DEVICES | W0102160508 | OPIATES - RT & POC | 6 | YES
W | IN VITRO DIAGNOSTIC MEDICAL DEVICES | W0102160509 | PHENCYCLIDINE - RT & POC | 6 | YES
W | IN VITRO DIAGNOSTIC MEDICAL DEVICES | W0102160510 | TRICYCLIC ANTIDEPRESSANTS - RT & POC | 6 | YES
W | IN VITRO DIAGNOSTIC MEDICAL DEVICES | W0102160511 | MULTIPLE DRUGS OF ABUSE/TOXICOLOGY RT & POC | 6 | YES
W | IN VITRO DIAGNOSTIC MEDICAL DEVICES | W0102160599 | DRUGS OF ABUSE/TOXICOLOGY RT & POC - OTHER | 6 | YES
W | IN VITRO DIAGNOSTIC MEDICAL DEVICES | W01021606 | RHEUMATOID / INFLAMMATORY DISEASE RT & POC | 5 | NO
W | IN VITRO DIAGNOSTIC MEDICAL DEVICES | W0102160601 | C-REACTIVE PROTEIN - RT & POC | 6 | YES
W | IN VITRO DIAGNOSTIC MEDICAL DEVICES | W0102160699 | RHEUMATOID / INFLAMMATORY DISEASE RT & POC - OTHER | 6 | YES
W | IN VITRO DIAGNOSTIC MEDICAL DEVICES | W01021607 | CARDIAC MARKERS - RT & POC | 5 | NO
W | IN VITRO DIAGNOSTIC MEDICAL DEVICES | W0102160701 | CREATINE KINASE - MB MASS - RT & POC | 6 | YES
W | IN VITRO DIAGNOSTIC MEDICAL DEVICES | W0102160702 | MYOGLOBIN - RT & POC | 6 | YES
W | IN VITRO DIAGNOSTIC MEDICAL DEVICES | W0102160703 | TROPONIN I/T - RT & POC | 6 | YES
W | IN VITRO DIAGNOSTIC MEDICAL DEVICES | W0102160704 | BNP / PROBNP - RT & POC (INCLUDING OTHER NATRIURIC PEPTIDES) | 6 | YES
W | IN VITRO DIAGNOSTIC MEDICAL DEVICES | W0102160705 | HEART-TYPE FATTY ACID-BINDING PROTEIN - RT & POC | 6 | YES
W | IN VITRO DIAGNOSTIC MEDICAL DEVICES | W0102160706 | MULTIPLE CARDIAC MARKERS - RT & POC | 6 | YES
W | IN VITRO DIAGNOSTIC MEDICAL DEVICES | W0102160799 | CARDIAC MARKERS - RT & POC - OTHER | 6 | YES
W | IN VITRO DIAGNOSTIC MEDICAL DEVICES | W01021608 | CONTROLS / STANDARDS / CALIBRATORS IMMUNOCHEM - RT & POC | 5 | NO
W | IN VITRO DIAGNOSTIC MEDICAL DEVICES | W010301 | HAEMATOLOGY REAGENTS | 4 | NO
W | IN VITRO DIAGNOSTIC MEDICAL DEVICES | W01030101 | REAGENTS FOR (AUTOMATED) HAEMATOLOGY ANALYZER | 5 | NO
W | IN VITRO DIAGNOSTIC MEDICAL DEVICES | W0103010102 | SPECIFIC RETICULOCYTE REAGENTS | 6 | YES
W | IN VITRO DIAGNOSTIC MEDICAL DEVICES | W0103010103 | COMPLETE CELL COUNT | 6 | YES
W | IN VITRO DIAGNOSTIC MEDICAL DEVICES | W0103010104 | SMALL CELL COUNT | 6 | YES
W | IN VITRO DIAGNOSTIC MEDICAL DEVICES | W0103010105 | CBC-REAGENTS (CLEANING-/DILUTING-/LYSING-/SHEATH-FLUIDS) | 6 | YES
W | IN VITRO DIAGNOSTIC MEDICAL DEVICES | W0103010199 | REAGENTS FOR (AUTOMATED) HAEMATOLOGY ANALYZER - OTHER | 6 | YES
W | IN VITRO DIAGNOSTIC MEDICAL DEVICES | W01030102 | HAEMOGLOBIN (TYPES) TESTING | 5 | NO
W | IN VITRO DIAGNOSTIC MEDICAL DEVICES | W0103010201 | HAEMOGLOBIN DETERMINATIONS (TOTAL HB) | 6 | YES
W | IN VITRO DIAGNOSTIC MEDICAL DEVICES | W0103010202 | HAEMOGLOBIN SUBTYPES HBA2, HBC, HBF, HBS, ETC.(EXCL. HBA1) | 6 | YES
W | IN VITRO DIAGNOSTIC MEDICAL DEVICES | W0103010299 | OTHER HAEMOGLOBIN (TYPES) TESTING - OTHER | 6 | YES
W | IN VITRO DIAGNOSTIC MEDICAL DEVICES | W01030103 | CELLULAR STAINS FOR MICROSCOPY | 5 | NO
W | IN VITRO DIAGNOSTIC MEDICAL DEVICES | W0103010301 | HISTO / CYTO STAINS | 6 | YES
W | IN VITRO DIAGNOSTIC MEDICAL DEVICES | W0103010302 | ROMANOWSKY STAINS | 6 | YES
W | IN VITRO DIAGNOSTIC MEDICAL DEVICES | W0103010399 | HAEMATOLOGY STAINS FOR MICROSCOPY - OTHER | 6 | YES
W | IN VITRO DIAGNOSTIC MEDICAL DEVICES | W01030105 | HAEMATOLOGY CONTROLS AND CALIBRATORS | 5 | NO
W | IN VITRO DIAGNOSTIC MEDICAL DEVICES | W0103010501 | NORMAL BLOOD CONTROLS | 6 | YES
W | IN VITRO DIAGNOSTIC MEDICAL DEVICES | W0103010502 | ABNORMAL BLOOD CONTROLS | 6 | YES
W | IN VITRO DIAGNOSTIC MEDICAL DEVICES | W0103010503 | MULTILEVEL BLOOD CONTROLS | 6 | YES
W | IN VITRO DIAGNOSTIC MEDICAL DEVICES | W0103010504 | HAEMOGLOBIN CONTROLS | 6 | YES
W | IN VITRO DIAGNOSTIC MEDICAL DEVICES | W0103010505 | PLATELET CONTROLS | 6 | YES
W | IN VITRO DIAGNOSTIC MEDICAL DEVICES | W0103010506 | RETICULOCYTE CONTROLS | 6 | YES
W | IN VITRO DIAGNOSTIC MEDICAL DEVICES | W0103010507 | WHOLE BLOOD CALIBRATORS | 6 | YES
W | IN VITRO DIAGNOSTIC MEDICAL DEVICES | W0103010599 | HAEMATOLOGY CONTROLS - OTHER | 6 | YES
W | IN VITRO DIAGNOSTIC MEDICAL DEVICES | W01030106 | HAEMATOLOGY TESTS - RT & POC | 5 | NO
W | IN VITRO DIAGNOSTIC MEDICAL DEVICES | W0103010601 | HAEMOGLOBIN (HB) | 6 | YES
W | IN VITRO DIAGNOSTIC MEDICAL DEVICES | W0103010602 | ERYTHROCYTES (ERY) | 6 | YES
W | IN VITRO DIAGNOSTIC MEDICAL DEVICES | W0103010603 | HAEMATOCRIT (HCT) | 6 | YES
W | IN VITRO DIAGNOSTIC MEDICAL DEVICES | W0103010604 | WHITE BLOOD CELLS (WBC) | 6 | YES
W | IN VITRO DIAGNOSTIC MEDICAL DEVICES | W0103010605 | PLATELETS | 6 | YES
W | IN VITRO DIAGNOSTIC MEDICAL DEVICES | W0103010606 | HAEMATOLOGY CONTROLS - RT & POC | 6 | YES
W | IN VITRO DIAGNOSTIC MEDICAL DEVICES | W0103010607 | HAEMATOLOGY STANDARDS AND CALIBRATORS - RT & POC | 6 | YES
W | IN VITRO DIAGNOSTIC MEDICAL DEVICES | W0103010699 | HAEMATOLOGY RAPID TESTS & POINT OF CARE - OTHER | 6 | YES
W | IN VITRO DIAGNOSTIC MEDICAL DEVICES | W01030107 | ERYTHROCYTE SEDIMENTATION RATE (ESR) TEST | 5 | YES
W | IN VITRO DIAGNOSTIC MEDICAL DEVICES | W01030190 | OTHER HAEMATOLOGY REAGENTS | 5 | NO
W | IN VITRO DIAGNOSTIC MEDICAL DEVICES | W0103019001 | CELLULAR ENZYME DETERMINATION REAGENTS (G-6-PDH, PYRUVATE KINASE) | 6 | YES
W | IN VITRO DIAGNOSTIC MEDICAL DEVICES | W01030199 | HAEMATOLOGY REAGENTS - OTHER | 5 | YES
W | IN VITRO DIAGNOSTIC MEDICAL DEVICES | W010302 | HAEMOSTASIS REAGENTS (COAGULATION) | 4 | NO
W | IN VITRO DIAGNOSTIC MEDICAL DEVICES | W01030201 | GENERAL COAGULATION TESTS | 5 | NO
W | IN VITRO DIAGNOSTIC MEDICAL DEVICES | W0103020101 | PROTHROMBIN TIME ( QUICK TEST ) | 6 | YES
W | IN VITRO DIAGNOSTIC MEDICAL DEVICES | W0103020102 | ACTIVATED PARTIAL THROMBOPLASTIN TIME | 6 | YES
W | IN VITRO DIAGNOSTIC MEDICAL DEVICES | W0103020103 | THROMBIN TIME / REPTILASE / BATROXOBIN TIME | 6 | YES
W | IN VITRO DIAGNOSTIC MEDICAL DEVICES | W0103020104 | ACTIVATED CLOTTING TIME | 6 | YES
W | IN VITRO DIAGNOSTIC MEDICAL DEVICES | W0103020199 | GENERAL COAGULATION TESTS - OTHER | 6 | YES
W | IN VITRO DIAGNOSTIC MEDICAL DEVICES | W01030202 | COAGULATION FACTORS | 5 | NO
W | IN VITRO DIAGNOSTIC MEDICAL DEVICES | W0103020201 | FIBRINOGEN ASSAYS (FACTOR I) | 6 | YES
W | IN VITRO DIAGNOSTIC MEDICAL DEVICES | W0103020202 | COAGULATION FACTOR II ( PROTHROMBIN ) | 6 | YES
W | IN VITRO DIAGNOSTIC MEDICAL DEVICES | W0103020203 | COAGULATION FACTOR II A ( THROMBIN ) | 6 | YES
W | IN VITRO DIAGNOSTIC MEDICAL DEVICES | W0103020204 | COAGULATION FACTOR V | 6 | YES
W | IN VITRO DIAGNOSTIC MEDICAL DEVICES | W0103020205 | COAGULATION FACTOR VII | 6 | YES
W | IN VITRO DIAGNOSTIC MEDICAL DEVICES | W0103020206 | COAGULATION FACTOR VII A | 6 | YES
W | IN VITRO DIAGNOSTIC MEDICAL DEVICES | W0103020207 | COAGULATION FACTOR VIII | 6 | YES
W | IN VITRO DIAGNOSTIC MEDICAL DEVICES | W0103020208 | COAGULATION FACTOR IX | 6 | YES
W | IN VITRO DIAGNOSTIC MEDICAL DEVICES | W0103020209 | COAGULATION FACTOR X | 6 | YES
W | IN VITRO DIAGNOSTIC MEDICAL DEVICES | W0103020210 | COAGULATION FACTOR XI | 6 | YES
W | IN VITRO DIAGNOSTIC MEDICAL DEVICES | W0103020211 | COAGULATION FACTOR XII | 6 | YES
W | IN VITRO DIAGNOSTIC MEDICAL DEVICES | W0103020212 | COAGULATION FACTOR XII A | 6 | YES
W | IN VITRO DIAGNOSTIC MEDICAL DEVICES | W0103020213 | COAGULATION FACTOR XIII | 6 | YES
W | IN VITRO DIAGNOSTIC MEDICAL DEVICES | W0103020214 | COAGULATION FACTOR HMW-KININOGEN (FITZGERALD) | 6 | YES
W | IN VITRO DIAGNOSTIC MEDICAL DEVICES | W0103020215 | COAGULATION FACTOR VON WILLEBRAND (AG) | 6 | YES
W | IN VITRO DIAGNOSTIC MEDICAL DEVICES | W0103020216 | PREKALLIKREIN / KALLIKREIN (FLETCHER FACTOR) | 6 | YES
W | IN VITRO DIAGNOSTIC MEDICAL DEVICES | W0103020217 | COAGULATION FACTOR VON WILLEBRAND ACTIVITY / RISTOCETIN COFACTOR ACTIVITY (RCO) | 6 | YES
W | IN VITRO DIAGNOSTIC MEDICAL DEVICES | W0103020218 | COAGULATION FACTOR VON WILLEBRAND COLLAGEN BINDING ASSAY (CBA) | 6 | YES
W | IN VITRO DIAGNOSTIC MEDICAL DEVICES | W0103020299 | COAGULATION FACTORS - OTHER | 6 | YES
W | IN VITRO DIAGNOSTIC MEDICAL DEVICES | W01030203 | SPECIAL COAGULATION TESTS | 5 | NO
W | IN VITRO DIAGNOSTIC MEDICAL DEVICES | W0103020301 | FIBRIN SENSITIVITY MONOMER | 6 | YES
W | IN VITRO DIAGNOSTIC MEDICAL DEVICES | W0103020302 | FIBRINOPEPTIDE A | 6 | YES
W | IN VITRO DIAGNOSTIC MEDICAL DEVICES | W0103020303 | STANDARD HEPARIN | 6 | YES
W | IN VITRO DIAGNOSTIC MEDICAL DEVICES | W0103020304 | HIRUDIN TEST | 6 | YES
W | IN VITRO DIAGNOSTIC MEDICAL DEVICES | W0103020305 | PLASMIN - A2 - ANTIPLASMIN COMPLEX | 6 | YES
W | IN VITRO DIAGNOSTIC MEDICAL DEVICES | W0103020306 | PROTHROMBIN FRAGMENT 1 + 2 | 6 | YES
W | IN VITRO DIAGNOSTIC MEDICAL DEVICES | W0103020307 | THROMBIN-ANTITHROMBIN III-COMPLEX | 6 | YES
W | IN VITRO DIAGNOSTIC MEDICAL DEVICES | W0103020308 | LOW MOLECULAR WEIGHT HEPARIN | 6 | YES
W | IN VITRO DIAGNOSTIC MEDICAL DEVICES | W0103020309 | ANTI XA ACTIVITY FOR HEPARIN AND DOAC | 6 | YES
W | IN VITRO DIAGNOSTIC MEDICAL DEVICES | W0103020310 | ANTI IIA ACTIVITY FOT DOAC | 6 | YES
W | IN VITRO DIAGNOSTIC MEDICAL DEVICES | W0103020311 | ADAMTS13 (ACTIVITY, AG, AB, INHIBITOR) SPECIFIC VON WILLEBRAND FACTOR (VWF) - CLEAVING PROTEASE | 6 | YES
W | IN VITRO DIAGNOSTIC MEDICAL DEVICES | W0103020399 | SPECIAL COAGULATION TESTS - OTHER | 6 | YES
W | IN VITRO DIAGNOSTIC MEDICAL DEVICES | W01030204 | PLATELET FACTORS | 5 | NO
W | IN VITRO DIAGNOSTIC MEDICAL DEVICES | W0103020401 | AGGREGATION REAGENTS | 6 | YES
W | IN VITRO DIAGNOSTIC MEDICAL DEVICES | W0103020402 | PLATELET FACTOR 4 | 6 | YES
W | IN VITRO DIAGNOSTIC MEDICAL DEVICES | W0103020403 | PROSTACYCLIN | 6 | YES
W | IN VITRO DIAGNOSTIC MEDICAL DEVICES | W0103020404 | THROMBOXANE | 6 | YES
W | IN VITRO DIAGNOSTIC MEDICAL DEVICES | W0103020405 | ß-THROMBOGLOBULIN | 6 | YES
W | IN VITRO DIAGNOSTIC MEDICAL DEVICES | W0103020406 | SCREENING FOR PRIMARY HEMOSTASIS | 6 | YES
W | IN VITRO DIAGNOSTIC MEDICAL DEVICES | W0103020407 | P2Y12 RECEPTOR | 6 | YES
W | IN VITRO DIAGNOSTIC MEDICAL DEVICES | W0103020499 | PRIMARY HEMOSTASIS/PLATELET FACTORS - OTHER | 6 | YES
W | IN VITRO DIAGNOSTIC MEDICAL DEVICES | W01030205 | FIBRINOLYSIS | 5 | NO
W | IN VITRO DIAGNOSTIC MEDICAL DEVICES | W0103020501 | A2-ANTIPLASMIN | 6 | YES
W | IN VITRO DIAGNOSTIC MEDICAL DEVICES | W0103020502 | FIBRINOGEN DEGRADATION PRODUCTS | 6 | YES
W | IN VITRO DIAGNOSTIC MEDICAL DEVICES | W0103020503 | D-DIMER | 6 | YES
W | IN VITRO DIAGNOSTIC MEDICAL DEVICES | W0103020504 | PLASMIN | 6 | YES
W | IN VITRO DIAGNOSTIC MEDICAL DEVICES | W0103020505 | PLASMINOGEN | 6 | YES
W | IN VITRO DIAGNOSTIC MEDICAL DEVICES | W0103020506 | PLASMINOGEN ACTIVATOR-INHIBITORS | 6 | YES
W | IN VITRO DIAGNOSTIC MEDICAL DEVICES | W0103020507 | TISSUE PLASMINOGEN ACTIVATOR | 6 | YES
W | IN VITRO DIAGNOSTIC MEDICAL DEVICES | W0103020508 | UROKINASE PLASMINOGEN ACTIVATOR | 6 | YES
W | IN VITRO DIAGNOSTIC MEDICAL DEVICES | W0103020509 | THROMBIN ACTIVATING FIBRINOLYSIS INHIBITOR | 6 | YES
W | IN VITRO DIAGNOSTIC MEDICAL DEVICES | W0103020599 | FIBRINOLYSIS TESTS - OTHER | 6 | YES
W | IN VITRO DIAGNOSTIC MEDICAL DEVICES | W01030206 | COAGULATION INHIBITORS/THROMBOPHILIA MARKERS | 5 | NO
W | IN VITRO DIAGNOSTIC MEDICAL DEVICES | W0103020601 | ANTI-PHOSPHOLIPID ANTIBODIES | 6 | YES
W | IN VITRO DIAGNOSTIC MEDICAL DEVICES | W0103020602 | ANTITHROMBIN | 6 | YES
W | IN VITRO DIAGNOSTIC MEDICAL DEVICES | W0103020603 | COAGULATION FACTOR VIII INHIBITOR | 6 | YES
W | IN VITRO DIAGNOSTIC MEDICAL DEVICES | W0103020604 | COAGULATION FACTOR IX INHIBITOR | 6 | YES
W | IN VITRO DIAGNOSTIC MEDICAL DEVICES | W0103020605 | COAGULATION FACTOR X INHIBITOR | 6 | YES
W | IN VITRO DIAGNOSTIC MEDICAL DEVICES | W0103020606 | LUPUS ANTICOAGULANT | 6 | YES
W | IN VITRO DIAGNOSTIC MEDICAL DEVICES | W0103020607 | PROTEIN C | 6 | YES
W | IN VITRO DIAGNOSTIC MEDICAL DEVICES | W0103020608 | PROTEIN S ACTIVITY | 6 | YES
W | IN VITRO DIAGNOSTIC MEDICAL DEVICES | W0103020609 | HEPARIN COFACTOR II - TISSUE FACTOR PATHWAY INHIBITOR | 6 | YES
W | IN VITRO DIAGNOSTIC MEDICAL DEVICES | W0103020610 | APC RESISTANCE | 6 | YES
W | IN VITRO DIAGNOSTIC MEDICAL DEVICES | W0103020611 | PRO C GLOBAL | 6 | YES
W | IN VITRO DIAGNOSTIC MEDICAL DEVICES | W0103020612 | FREE PROTEIN S ANTIGEN | 6 | YES
W | IN VITRO DIAGNOSTIC MEDICAL DEVICES | W0103020613 | TOTAL PROTEIN S ANTIGEN | 6 | YES
W | IN VITRO DIAGNOSTIC MEDICAL DEVICES | W0103020614 | HOMOCYSTEINE | 6 | YES
W | IN VITRO DIAGNOSTIC MEDICAL DEVICES | W0103020615 | COAGULATION INHIBITORS/THROMBOPHILIA MARKERS FOR HEPARIN INDUCED THROMBOCYTOPENIA TEST (HIT) | 6 | YES
W | IN VITRO DIAGNOSTIC MEDICAL DEVICES | W0103020699 | COAGULATION INHIBITORS - OTHER | 6 | YES
W | IN VITRO DIAGNOSTIC MEDICAL DEVICES | W01030207 | HAEMOSTASIS CALIBRATORS/CONTROLS | 5 | NO
W | IN VITRO DIAGNOSTIC MEDICAL DEVICES | W0103020701 | CALIBRATION PLASMA FOR HAEMOSTASIS | 6 | YES
W | IN VITRO DIAGNOSTIC MEDICAL DEVICES | W0103020702 | CONTROL PLASMA FOR HAEMOSTASIS | 6 | YES
W | IN VITRO DIAGNOSTIC MEDICAL DEVICES | W0103020799 | HAEMOSTASIS CONTROLS - OTHER | 6 | YES
W | IN VITRO DIAGNOSTIC MEDICAL DEVICES | W01030208 | HAEMOSTASIS RAPID TESTS - RT & POC | 5 | NO
W | IN VITRO DIAGNOSTIC MEDICAL DEVICES | W0103020801 | PROTHROMBIN TIME RT & POC | 6 | YES
W | IN VITRO DIAGNOSTIC MEDICAL DEVICES | W0103020802 | ACTIVATED PARTIAL THROMBOPLASTIN TIME - RT & POC | 6 | YES
W | IN VITRO DIAGNOSTIC MEDICAL DEVICES | W0103020803 | D-DIMER - RT & POC | 6 | YES
W | IN VITRO DIAGNOSTIC MEDICAL DEVICES | W0103020804 | ACTIVATED CLOTTING TIME RT & POC | 6 | YES
W | IN VITRO DIAGNOSTIC MEDICAL DEVICES | W0103020805 | CONTROLS/ STANDARDS / CALIBRATORS FOR RT & POC | 6 | NO
W | IN VITRO DIAGNOSTIC MEDICAL DEVICES | W010302080501 | HEMOSTASIS CONTROLS RT & POC | 7 | YES
W | IN VITRO DIAGNOSTIC MEDICAL DEVICES | W010302080502 | HAEMOSTASIS STANDARDS AND CALIBRATORS RT & POC | 7 | YES
W | IN VITRO DIAGNOSTIC MEDICAL DEVICES | W0103020806 | HEPARIN INDUCED THROMBOCYTOPENIA TEST (HIT) RT & POC | 6 | YES
W | IN VITRO DIAGNOSTIC MEDICAL DEVICES | W0103020899 | HAEMOSTASIS RT & POC - OTHER | 6 | YES
W | IN VITRO DIAGNOSTIC MEDICAL DEVICES | W01030209 | AUXILIARY REAGENTS AND SUPPLEMENTS (HAEMOSTASIS) | 5 | NO
W | IN VITRO DIAGNOSTIC MEDICAL DEVICES | W0103020901 | CALCIUM CHLORIDE | 6 | YES
W | IN VITRO DIAGNOSTIC MEDICAL DEVICES | W0103020902 | CITRATE | 6 | YES
W | IN VITRO DIAGNOSTIC MEDICAL DEVICES | W0103020903 | BUFFERS (HAEMOSTASIS) | 6 | YES
W | IN VITRO DIAGNOSTIC MEDICAL DEVICES | W0103020904 | COATED TUBES (CITRATE, HEPARIN ETC.) | 6 | YES
W | IN VITRO DIAGNOSTIC MEDICAL DEVICES | W0103020999 | AUXILIARY REAGENTS (HAEMOSTASIS) - OTHER | 6 | YES
W | IN VITRO DIAGNOSTIC MEDICAL DEVICES | W01030299 | HAEMOSTASIS REAGENTS - OTHER | 5 | YES
W | IN VITRO DIAGNOSTIC MEDICAL DEVICES | W010303 | IMMUNOHAEMATOLOGY (BLOOD GROUPING) | 4 | NO
W | IN VITRO DIAGNOSTIC MEDICAL DEVICES | W01030301 | ABO TYPING | 5 | NO
W | IN VITRO DIAGNOSTIC MEDICAL DEVICES | W0103030101 | ABO GROUPING CELLS | 6 | YES
W | IN VITRO DIAGNOSTIC MEDICAL DEVICES | W0103030102 | ABO SERA | 6 | YES
W | IN VITRO DIAGNOSTIC MEDICAL DEVICES | W0103030199 | ABO TYPING TESTS - OTHER | 6 | YES
W | IN VITRO DIAGNOSTIC MEDICAL DEVICES | W01030302 | RHESUS TYPING | 5 | NO
W | IN VITRO DIAGNOSTIC MEDICAL DEVICES | W0103030201 | RHESUS D | 6 | YES
W | IN VITRO DIAGNOSTIC MEDICAL DEVICES | W0103030202 | RHESUS PHENOTYPES | 6 | YES
W | IN VITRO DIAGNOSTIC MEDICAL DEVICES | W0103030299 | RHESUS TYPING ASSAYS OTHER | 6 | YES
W | IN VITRO DIAGNOSTIC MEDICAL DEVICES | W01030303 | ANTIBODY DETECTION (IMMUNOHAEMATOLOGY) | 5 | NO
W | IN VITRO DIAGNOSTIC MEDICAL DEVICES | W0103030301 | ANTIBODY 1 CELL SCREENING | 6 | YES
W | IN VITRO DIAGNOSTIC MEDICAL DEVICES | W0103030302 | ANTIBODY 2 CELL SCREENING | 6 | YES
W | IN VITRO DIAGNOSTIC MEDICAL DEVICES | W0103030303 | ANTIBODY IDENTIFICATION CELL PANELS | 6 | YES
W | IN VITRO DIAGNOSTIC MEDICAL DEVICES | W0103030304 | POLYSPECIFIC ANTIHUMAN SERUM | 6 | YES
W | IN VITRO DIAGNOSTIC MEDICAL DEVICES | W0103030305 | MONOSPECIFIC ANTIHUMAN SERUM | 6 | YES
W | IN VITRO DIAGNOSTIC MEDICAL DEVICES | W0103030306 | ENHANCEMENT MEDIA (E.G. BOVINE ALBUMIN, LISS, PEG) | 6 | YES
W | IN VITRO DIAGNOSTIC MEDICAL DEVICES | W0103030307 | ENZYMES (E.G. BROMELIN / PAPAIN, ETC.) | 6 | YES
W | IN VITRO DIAGNOSTIC MEDICAL DEVICES | W0103030308 | ANTIBODY 3 CELL SCREENING | 6 | YES
W | IN VITRO DIAGNOSTIC MEDICAL DEVICES | W0103030399 | ANTIBODY DETECTION (IMMUNOHAEMATOLOGY) - OTHER | 6 | YES
W | IN VITRO DIAGNOSTIC MEDICAL DEVICES | W01030304 | IMMUNOHAEMATOLOGY CONTROLS | 5 | NO
W | IN VITRO DIAGNOSTIC MEDICAL DEVICES | W0103030401 | COOMBS CONTROL CELLS | 6 | YES
W | IN VITRO DIAGNOSTIC MEDICAL DEVICES | W0103030402 | CONTROL KITS (IMMUNOHAEMATOLOGY) | 6 | YES
W | IN VITRO DIAGNOSTIC MEDICAL DEVICES | W0103030499 | IMMUNOHAEMATOLOGY CONTROLS - OTHER | 6 | YES
W | IN VITRO DIAGNOSTIC MEDICAL DEVICES | W01030305 | OTHER ANTIGEN TYPING | 5 | NO
W | IN VITRO DIAGNOSTIC MEDICAL DEVICES | W0103030501 | OTHER ANTIGEN TYPING REAGENTS | 6 | YES
W | IN VITRO DIAGNOSTIC MEDICAL DEVICES | W01030309 | COMBINED ABO TYPING + RHESUS TYPING | 5 | NO
W | IN VITRO DIAGNOSTIC MEDICAL DEVICES | W0103030901 | COMBINED ABO TYPING + RHESUS D | 6 | YES
W | IN VITRO DIAGNOSTIC MEDICAL DEVICES | W0103030902 | COMBINED ABO TYPING + RHESUS PHENOTYPES | 6 | YES
W | IN VITRO DIAGNOSTIC MEDICAL DEVICES | W0103030999 | COMBINED ABO TYPING + RHESUS TYPING TEST - OTHER | 6 | YES
W | IN VITRO DIAGNOSTIC MEDICAL DEVICES | W01030399 | IMMUNOHAEMATOLOGY (BLOOD GROUPING) TESTS - OTHER | 5 | YES
W | IN VITRO DIAGNOSTIC MEDICAL DEVICES | W010304 | TISSUE TYPING REAGENTS | 4 | NO
W | IN VITRO DIAGNOSTIC MEDICAL DEVICES | W01030401 | COMPLEMENT FOR HLA TESTING | 5 | YES
W | IN VITRO DIAGNOSTIC MEDICAL DEVICES | W01030402 | HLA ANTIBODY SCREENING | 5 | YES
W | IN VITRO DIAGNOSTIC MEDICAL DEVICES | W01030403 | HLA ANTIGEN TYPING | 5 | YES
W | IN VITRO DIAGNOSTIC MEDICAL DEVICES | W01030404 | HLA CONTROL CELLS | 5 | YES
W | IN VITRO DIAGNOSTIC MEDICAL DEVICES | W01030405 | LYMPHOCYTE SEPARATION MEDIA | 5 | YES
W | IN VITRO DIAGNOSTIC MEDICAL DEVICES | W01030406 | LYMPHOCYTE STABILIZING MEDIA | 5 | YES
W | IN VITRO DIAGNOSTIC MEDICAL DEVICES | W01030499 | TISSUE TYPING REAGENTS - OTHER | 5 | YES
W | IN VITRO DIAGNOSTIC MEDICAL DEVICES | W010306 | CYTOKINES (LYMPHOKINES) / IMMUNOMODULATORS | 4 | NO
W | IN VITRO DIAGNOSTIC MEDICAL DEVICES | W01030601 | INTERFERONS (α, β, ɣ…) | 5 | YES
W | IN VITRO DIAGNOSTIC MEDICAL DEVICES | W01030602 | SOLUBLE ANTIGENS / RECEPTORS | 5 | YES
W | IN VITRO DIAGNOSTIC MEDICAL DEVICES | W01030603 | TUMOUR NECROSIS FACTORS (TNFα,TNFβ, ...) | 5 | YES
W | IN VITRO DIAGNOSTIC MEDICAL DEVICES | W01030604 | TUMOUR NECROSIS FACTORS RECEPTORS (TNF-R I,TNF-R II) | 5 | YES
W | IN VITRO DIAGNOSTIC MEDICAL DEVICES | W01030605 | COLONY STIMULATING FACTORS (G-CSF,M-CSF,GM-CSF) | 5 | YES
W | IN VITRO DIAGNOSTIC MEDICAL DEVICES | W01030606 | OTHER INTERLEUKINS (EXCEPT FOR IL-6) | 5 | YES
W | IN VITRO DIAGNOSTIC MEDICAL DEVICES | W01030607 | INTERLEUKINS RECEPTORS (IL-2R,IL6R ...) | 5 | YES
W | IN VITRO DIAGNOSTIC MEDICAL DEVICES | W01030608 | CYTOKINES CALIBRATORS/CONTROLS | 5 | YES
W | IN VITRO DIAGNOSTIC MEDICAL DEVICES | W01030609 | INTERLEUKIN 6 (IL-6) | 5 | YES
W | IN VITRO DIAGNOSTIC MEDICAL DEVICES | W01030699 | LYMPHOKINES /IMMUNMODULATORS - OTHER | 5 | YES
W | IN VITRO DIAGNOSTIC MEDICAL DEVICES | W010307 | HISTOLOGY/CYTOLOGY REAGENTS | 4 | NO
W | IN VITRO DIAGNOSTIC MEDICAL DEVICES | W01030701 | CHROMOSOME CULTURE KITS / REAGENTS | 5 | YES
W | IN VITRO DIAGNOSTIC MEDICAL DEVICES | W01030702 | CYTOCHEMICAL STAINING REAGENTS | 5 | YES
W | IN VITRO DIAGNOSTIC MEDICAL DEVICES | W01030703 | DNA IN SITU HYBRIDISATION REAGENTS | 5 | YES
W | IN VITRO DIAGNOSTIC MEDICAL DEVICES | W01030704 | EMBEDDING MEDIA (HISTOLOGY/CYTOLOGY) | 5 | YES
W | IN VITRO DIAGNOSTIC MEDICAL DEVICES | W01030705 | FIXING REAGENTS (HISTOLOGY/CYTOLOGY) | 5 | YES
W | IN VITRO DIAGNOSTIC MEDICAL DEVICES | W01030706 | MOUNTING MEDIA (HISTOLOGY/CYTOLOGY) | 5 | YES
W | IN VITRO DIAGNOSTIC MEDICAL DEVICES | W01030707 | STAIN POWDERS (HISTOLOGY/CYTOLOGY) | 5 | YES
W | IN VITRO DIAGNOSTIC MEDICAL DEVICES | W01030708 | STAIN SOLUTIONS (HISTOLOGY/CYTOLOGY) | 5 | YES
W | IN VITRO DIAGNOSTIC MEDICAL DEVICES | W01030709 | PRIMARY ANTISERA FOR IMMUNOHISTOLOGY | 5 | YES
W | IN VITRO DIAGNOSTIC MEDICAL DEVICES | W01030710 | SECONDARY ANTISERA FOR IMMUNOHISTOLOGY | 5 | YES
W | IN VITRO DIAGNOSTIC MEDICAL DEVICES | W01030711 | IMMUNOHISTOLOGY KITS | 5 | YES
W | IN VITRO DIAGNOSTIC MEDICAL DEVICES | W01030799 | HISTOLOGY / CYTOLOGY REAGENTS - OTHER | 5 | YES
W | IN VITRO DIAGNOSTIC MEDICAL DEVICES | W010308 | MONOCLONAL ANTIBODIES / FLOW CYTOMETRY | 4 | NO
W | IN VITRO DIAGNOSTIC MEDICAL DEVICES | W01030801 | MONOCLONAL ANTIBODIES FOR CELL SURFACE ANTIGENS | 5 | NO
W | IN VITRO DIAGNOSTIC MEDICAL DEVICES | W0103080101 | ANTIBODIES FOR B AND T-CELL SUBTYPING | 6 | YES
W | IN VITRO DIAGNOSTIC MEDICAL DEVICES | W0103080102 | ANTIBODIES FOR HLA CLASS II DETERMINANTS | 6 | YES
W | IN VITRO DIAGNOSTIC MEDICAL DEVICES | W0103080103 | ANTIBODIES FOR LYMPHOMA TYPING (EXCEPT B-&T-CELL TYPING) | 6 | YES
W | IN VITRO DIAGNOSTIC MEDICAL DEVICES | W0103080104 | ANTIBODIES FOR RECOGNIZING CELL SURFACE RECEPTORS | 6 | YES
W | IN VITRO DIAGNOSTIC MEDICAL DEVICES | W0103080105 | ANTIBODIES FOR SUBTYPING OF LEUKEMIA (EXCEPT B-&T-CELL TYPING) | 6 | YES
W | IN VITRO DIAGNOSTIC MEDICAL DEVICES | W0103080106 | ANTIBODIES FOR LYMPHOCYTE SUBTYPING | 6 | YES
W | IN VITRO DIAGNOSTIC MEDICAL DEVICES | W0103080199 | MONOCLONAL ANTIBODIES FOR CELL SURFACE ANTIGENS - OTHER | 6 | YES
W | IN VITRO DIAGNOSTIC MEDICAL DEVICES | W01030802 | MONOCLONAL ANTIBODIES FOR CYTOPLASMATIC ANTIGENS | 5 | NO
W | IN VITRO DIAGNOSTIC MEDICAL DEVICES | W0103080201 | MONOCLONAL ANTIBODIES FOR RECOGNIZING ENZYMES | 6 | YES
W | IN VITRO DIAGNOSTIC MEDICAL DEVICES | W0103080202 | IGA, IGD, IGM, IGG, IGE | 6 | YES
W | IN VITRO DIAGNOSTIC MEDICAL DEVICES | W0103080203 | MONOCLONAL ANTIBODIES FOR DETECTING CELLS EXSPRESSING KAPPA OR LAMBDA LIGHT CHAINS | 6 | YES
W | IN VITRO DIAGNOSTIC MEDICAL DEVICES | W0103080204 | PROLIFERATION MARKERS | 6 | YES
W | IN VITRO DIAGNOSTIC MEDICAL DEVICES | W0103080299 | MONOCLONAL ANTIBODIES FOR CYTOPLASMATIC ANTIGENS - OTHER | 6 | YES
W | IN VITRO DIAGNOSTIC MEDICAL DEVICES | W01030803 | STEM CELL ENUMERATION REAGENTS | 5 | YES
W | IN VITRO DIAGNOSTIC MEDICAL DEVICES | W01030804 | FLOW CYTOMETRY CONTROLS | 5 | NO
W | IN VITRO DIAGNOSTIC MEDICAL DEVICES | W0103080401 | SETUP BEADS | 6 | YES
W | IN VITRO DIAGNOSTIC MEDICAL DEVICES | W0103080402 | LEUCOCYTE CONTROLS | 6 | YES
W | IN VITRO DIAGNOSTIC MEDICAL DEVICES | W0103080403 | LYMPHOCYTE SUBTYPING CONTROLS | 6 | YES
W | IN VITRO DIAGNOSTIC MEDICAL DEVICES | W0103080404 | STEM CELL ENUMERATION CONTROLS | 6 | YES
W | IN VITRO DIAGNOSTIC MEDICAL DEVICES | W0103080499 | FLOW CYTOMETRY CONTROLS - OTHER | 6 | YES
W | IN VITRO DIAGNOSTIC MEDICAL DEVICES | W01030805 | AUXILIARY & SUPPLEMENTAL REAGENTS FOR FLOW CYTOMETRY | 5 | NO
W | IN VITRO DIAGNOSTIC MEDICAL DEVICES | W0103080501 | CELL STAINING REAGENTS FOR CELL NUCLEAR STAINING | 6 | YES
W | IN VITRO DIAGNOSTIC MEDICAL DEVICES | W0103080502 | CELL STAINING REAGENTS FOR DETECTING RETICULOCYTES | 6 | YES
W | IN VITRO DIAGNOSTIC MEDICAL DEVICES | W0103080599 | AUXILIARY & SUPPLEMENTAL REAGENTS FOR FLOW CYTOMETRY - OTHER | 6 | YES
W | IN VITRO DIAGNOSTIC MEDICAL DEVICES | W01030806 | OTHER REAGENTS FOR FLOW CYTOMETRY | 5 | NO
W | IN VITRO DIAGNOSTIC MEDICAL DEVICES | W0103080699 | REAGENTS FOR FLOW CYTOMETRY - OTHER | 6 | YES
W | IN VITRO DIAGNOSTIC MEDICAL DEVICES | W010399 | HAEMATOLOGY / HAEMOSTASIS / IMMUNOHAEMATOLOGY / HISTOLOGY / CYTOLOGY REAGENTS - OTHER | 4 | YES
W | IN VITRO DIAGNOSTIC MEDICAL DEVICES | W0104 | MICROBIOLOGY (CULTURE) | 3 | NO
W | IN VITRO DIAGNOSTIC MEDICAL DEVICES | W010401 | BACTERIOLOGY - CULTURE MEDIA | 4 | NO
W | IN VITRO DIAGNOSTIC MEDICAL DEVICES | W01040101 | DEHYDRATED CULTURE MEDIA (DCM - BACTERIOLOGY)) | 5 | NO
W | IN VITRO DIAGNOSTIC MEDICAL DEVICES | W0104010101 | DEHYDRATED CULTURE MEDIA (DCM) | 6 | YES
W | IN VITRO DIAGNOSTIC MEDICAL DEVICES | W0104010103 | RAW MATERIALS (AGAR, PEPTONES, …) | 6 | YES
W | IN VITRO DIAGNOSTIC MEDICAL DEVICES | W0104010104 | ADDITIVES FOR DCM (GROWTH SUPPLEMENTS, SELECTIVE AGENTS, ...) | 6 | YES
W | IN VITRO DIAGNOSTIC MEDICAL DEVICES | W0104010199 | DCM - OTHER | 6 | YES
W | IN VITRO DIAGNOSTIC MEDICAL DEVICES | W01040102 | PREPARED MEDIA IN TUBES (BACTERIOLOGY) | 5 | NO
W | IN VITRO DIAGNOSTIC MEDICAL DEVICES | W0104010203 | TRANSPORT MEDIA | 6 | YES
W | IN VITRO DIAGNOSTIC MEDICAL DEVICES | W0104010204 | SAMPLE TRANSPORT FOR NA TESTING | 6 | YES
W | IN VITRO DIAGNOSTIC MEDICAL DEVICES | W0104010206 | MEDIA IN TUBES (SOLID & LIQUID) | 6 | YES
W | IN VITRO DIAGNOSTIC MEDICAL DEVICES | W0104010299 | MEDIA IN TUBES - OTHER | 6 | YES
W | IN VITRO DIAGNOSTIC MEDICAL DEVICES | W01040103 | PREPARED MEDIA IN BOTTLES (BACTERIOLOGY) | 5 | NO
W | IN VITRO DIAGNOSTIC MEDICAL DEVICES | W0104010306 | CULTURE MEDIA IN BOTTLES | 6 | YES
W | IN VITRO DIAGNOSTIC MEDICAL DEVICES | W01040104 | PREPARED MEDIA IN PLATES (BACTERIOLOGY) | 5 | NO
W | IN VITRO DIAGNOSTIC MEDICAL DEVICES | W0104010402 | CHROMOGENIC ID MEDIA (PLATES) | 6 | YES
W | IN VITRO DIAGNOSTIC MEDICAL DEVICES | W0104010403 | SUSCEPTIBILITY TEST MEDIA (PLATES) | 6 | YES
W | IN VITRO DIAGNOSTIC MEDICAL DEVICES | W0104010404 | CHROMOGENIC RESISTANCE MARKER MEDIA (PLATES) - MRSA, VRE, ESBL … | 6 | YES
W | IN VITRO DIAGNOSTIC MEDICAL DEVICES | W0104010405 | NON-CHROMOGENIC MEDIA (PLATES) | 6 | YES
W | IN VITRO DIAGNOSTIC MEDICAL DEVICES | W0104010407 | BI-PLATES - INCLUDING NON-CHROMOGENIC & CHROMOGENIC MEDIA COMBINATION | 6 | YES
W | IN VITRO DIAGNOSTIC MEDICAL DEVICES | W0104010499 | PREPARED MEDIA IN PLATES - OTHER | 6 | YES
W | IN VITRO DIAGNOSTIC MEDICAL DEVICES | W01040105 | BLOOD CULTURE - MANUAL & AUTOMATED | 5 | NO
W | IN VITRO DIAGNOSTIC MEDICAL DEVICES | W0104010501 | BOTTLES FOR MANUAL BLOOD CULTURE | 6 | YES
W | IN VITRO DIAGNOSTIC MEDICAL DEVICES | W0104010504 | BOTTLES FOR AUTOMATED BLOOD CULTURE | 6 | YES
W | IN VITRO DIAGNOSTIC MEDICAL DEVICES | W0104010599 | MANUAL BLOOD CULTURES - (CONCENTRATORS, ANTIBOTIC INACTIVATORS,ETC.) - OTHER | 6 | YES
W | IN VITRO DIAGNOSTIC MEDICAL DEVICES | W01040106 | MYCOBACTERIA CULTURE (MANUAL & AUTOMATED) | 5 | NO
W | IN VITRO DIAGNOSTIC MEDICAL DEVICES | W0104010603 | AUTOMATED MYCOBACTERIA MEDIA (BOTTLES) | 6 | YES
W | IN VITRO DIAGNOSTIC MEDICAL DEVICES | W0104010604 | MANUAL MYCOBACTERIA MEDIA (TUBES & BOTTLES) | 6 | YES
W | IN VITRO DIAGNOSTIC MEDICAL DEVICES | W0104010699 | MEDIA FOR MYCOBACTERIA CULTURES - MANUAL & AUTOMATED (FOR AST DRUGS, SUPPLEMENTS) - OTHER | 6 | YES
W | IN VITRO DIAGNOSTIC MEDICAL DEVICES | W01040107 | URINE SCREENING (BACTERIOLOGY) | 5 | NO
W | IN VITRO DIAGNOSTIC MEDICAL DEVICES | W0104010701 | URINE SCREENING REAGENTS - AUTOMATED | 6 | YES
W | IN VITRO DIAGNOSTIC MEDICAL DEVICES | W0104010702 | URINE SCREENING MANUAL - STRIPS, ETC.) | 6 | YES
W | IN VITRO DIAGNOSTIC MEDICAL DEVICES | W0104010703 | URINE SCREENING MANUAL (DIPSLIDES ETC.) | 6 | YES
W | IN VITRO DIAGNOSTIC MEDICAL DEVICES | W0104010799 | URINE SCREENING (BACTERIOLOGY) - OTHER | 6 | YES
W | IN VITRO DIAGNOSTIC MEDICAL DEVICES | W01040108 | STAINS, BUFFERS (BACTERIOLOGY) | 5 | NO
W | IN VITRO DIAGNOSTIC MEDICAL DEVICES | W0104010804 | STAINS | 6 | YES
W | IN VITRO DIAGNOSTIC MEDICAL DEVICES | W0104010805 | BUFFERS | 6 | YES
W | IN VITRO DIAGNOSTIC MEDICAL DEVICES | W0104010899 | BUFFERS, STAINS - OTHER | 6 | YES
W | IN VITRO DIAGNOSTIC MEDICAL DEVICES | W01040109 | ENVIRONMENTAL GENERATING SYSTEMS | 5 | NO
W | IN VITRO DIAGNOSTIC MEDICAL DEVICES | W0104010901 | GAS GENERATING KITS | 6 | YES
W | IN VITRO DIAGNOSTIC MEDICAL DEVICES | W0104010999 | ENVIRONMENTAL GENERATING SYSTEMS - OTHER | 6 | YES
W | IN VITRO DIAGNOSTIC MEDICAL DEVICES | W010403 | MYCOLOGY | 4 | NO
W | IN VITRO DIAGNOSTIC MEDICAL DEVICES | W01040301 | DEHYDRATED CULTURE MEDIA (MYCOLOGY) | 5 | NO
W | IN VITRO DIAGNOSTIC MEDICAL DEVICES | W0104030101 | DCM FOR YEASTS AND FUNGI | 6 | YES
W | IN VITRO DIAGNOSTIC MEDICAL DEVICES | W0104030199 | DCM (MYCOLOGY) - OTHER | 6 | YES
W | IN VITRO DIAGNOSTIC MEDICAL DEVICES | W01040302 | PREPARED MEDIA IN PLATES (MYCOLOGY) | 5 | NO
W | IN VITRO DIAGNOSTIC MEDICAL DEVICES | W0104030201 | PPM FOR YEASTS AND FUNGI | 6 | YES
W | IN VITRO DIAGNOSTIC MEDICAL DEVICES | W0104030202 | CHROMOGENIC MEDIA FOR YEASTS AND FUNGI | 6 | YES
W | IN VITRO DIAGNOSTIC MEDICAL DEVICES | W0104030299 | PREPARED MEDIA IN PLATES (MYCOLOGY) - OTHER | 6 | YES
W | IN VITRO DIAGNOSTIC MEDICAL DEVICES | W01040303 | TUBES AND BOTTLED MEDIA FOR YEASTS AND FUNGI | 5 | NO
W | IN VITRO DIAGNOSTIC MEDICAL DEVICES | W0104030301 | TUBES FOR YEASTS AND FUNGI | 6 | YES
W | IN VITRO DIAGNOSTIC MEDICAL DEVICES | W0104030302 | DIP SLIDES (MYCOLOGY) | 6 | YES
W | IN VITRO DIAGNOSTIC MEDICAL DEVICES | W0104030303 | BOTTLED MEDIA FOR YEASTS AND FUNGI | 6 | YES
W | IN VITRO DIAGNOSTIC MEDICAL DEVICES | W0104030399 | TUBES MEDIA FOR YEASTS AND FUNGI - OTHER | 6 | YES
W | IN VITRO DIAGNOSTIC MEDICAL DEVICES | W01040304 | IDENTIFICATION (MYCOLOGY) | 5 | NO
W | IN VITRO DIAGNOSTIC MEDICAL DEVICES | W0104030403 | IDENTIFICATION SYSTEMS FOR YEASTS AND FUNGI - AUTOMATED | 6 | YES
W | IN VITRO DIAGNOSTIC MEDICAL DEVICES | W0104030404 | IDENTIFICATION SYSTEMS FOR YEASTS AND FUNGI / NA REAGENTS | 6 | YES
W | IN VITRO DIAGNOSTIC MEDICAL DEVICES | W0104030405 | IDENTIFICATION SYSTEMS FOR YEASTS AND FUNGI - MANUAL | 6 | YES
W | IN VITRO DIAGNOSTIC MEDICAL DEVICES | W0104030499 | IDENTIFICATION SYSTEMS FOR YEAST AND FUNGI - OTHER | 6 | YES
W | IN VITRO DIAGNOSTIC MEDICAL DEVICES | W01040305 | SEROLOGICAL IDENTIFICATION (MYCOLOGY) | 5 | NO
W | IN VITRO DIAGNOSTIC MEDICAL DEVICES | W0104030501 | SEROLOGICAL IDENTIFICATION OF YEASTS AND FUNGI | 6 | YES
W | IN VITRO DIAGNOSTIC MEDICAL DEVICES | W0104030599 | SEROLOGICAL IDENTIFICATION SYSTEMS OF YEAST AND FUNGI - OTHER | 6 | YES
W | IN VITRO DIAGNOSTIC MEDICAL DEVICES | W01040306 | SUSCEPTIBILITY TESTING (MYCOLOGY) | 5 | NO
W | IN VITRO DIAGNOSTIC MEDICAL DEVICES | W0104030601 | SUSCEPTIBILITY TESTING SYSTEMS FOR YEASTS AND FUNGI | 6 | NO
W | IN VITRO DIAGNOSTIC MEDICAL DEVICES | W010403060101 | SUSCEPTIBILITY TESTING SYSTEMS FOR YEASTS AND FUNGI - MANUAL | 7 | YES
W | IN VITRO DIAGNOSTIC MEDICAL DEVICES | W010403060102 | SUSCEPTIBILITY TESTING SYSTEMS FOR YEASTS AND FUNGI - AUTOMATED | 7 | YES
W | IN VITRO DIAGNOSTIC MEDICAL DEVICES | W010403060199 | SUSCEPTIBILITY TESTING SYSTEMS FOR YEASTS AND FUNGI - OTHER | 7 | YES
W | IN VITRO DIAGNOSTIC MEDICAL DEVICES | W010404 | TISSUE CULTURE FOR VIROLOGY | 4 | NO
W | IN VITRO DIAGNOSTIC MEDICAL DEVICES | W01040401 | CELLS FOR TISSUE CULTURE | 5 | YES
W | IN VITRO DIAGNOSTIC MEDICAL DEVICES | W01040402 | MEDIA FOR TISSUE CULTURE | 5 | YES
W | IN VITRO DIAGNOSTIC MEDICAL DEVICES | W01040403 | SERUM FOR TISSUE CULTURE | 5 | YES
W | IN VITRO DIAGNOSTIC MEDICAL DEVICES | W01040404 | OTHER TISSUE CULTURE ADDITIVES AND SOLUTIONS | 5 | YES
W | IN VITRO DIAGNOSTIC MEDICAL DEVICES | W01040499 | VIRAL CULTURE REAGENTS - OTHER | 5 | YES
W | IN VITRO DIAGNOSTIC MEDICAL DEVICES | W010405 | PARASITOLOGY ( MICROBIOLOGY ) | 4 | NO
W | IN VITRO DIAGNOSTIC MEDICAL DEVICES | W01040501 | PARASITOLOGY REAGENTS | 5 | NO
W | IN VITRO DIAGNOSTIC MEDICAL DEVICES | W0104050101 | PARASITOLOGY EXTRACTION REAGENTS | 6 | YES
W | IN VITRO DIAGNOSTIC MEDICAL DEVICES | W0104050102 | PARASITOLOGY STAINS | 6 | YES
W | IN VITRO DIAGNOSTIC MEDICAL DEVICES | W0104050199 | PARASITOLOGY REAGENTS - OTHER | 6 | YES
W | IN VITRO DIAGNOSTIC MEDICAL DEVICES | W01040502 | DETECTION AND IDENTIFICATION (PARASITOLOGY) | 5 | NO
W | IN VITRO DIAGNOSTIC MEDICAL DEVICES | W0104050201 | PNEUMOCYSTIS JIROVECII (PNEUMOCYSTIS CARINII) | 6 | YES
W | IN VITRO DIAGNOSTIC MEDICAL DEVICES | W0104050202 | PLASMODIUM FALCIPARUM | 6 | YES
W | IN VITRO DIAGNOSTIC MEDICAL DEVICES | W0104050203 | CRYPTOSPORIDIUM | 6 | YES
W | IN VITRO DIAGNOSTIC MEDICAL DEVICES | W0104050299 | DETECTION AND IDENTIFICATION (PARASITOLOGY) - OTHER | 6 | YES
W | IN VITRO DIAGNOSTIC MEDICAL DEVICES | W010406 | CONTROLS/STANDARDS/CALIBRATORS - MICROBIOLOGY | 4 | NO
W | IN VITRO DIAGNOSTIC MEDICAL DEVICES | W01040601 | QC STRAINS BACTERIOLOGY | 5 | YES
W | IN VITRO DIAGNOSTIC MEDICAL DEVICES | W01040699 | CONTROLS, STANDARDS, CALIBRATORS, MICROBIOLOGY - OTHER | 5 | YES
W | IN VITRO DIAGNOSTIC MEDICAL DEVICES | W010407 | MICROBIOLOGY RT & POC | 4 | YES
W | IN VITRO DIAGNOSTIC MEDICAL DEVICES | W010408 | BACTERIOLOGY - IDENTIFICATION AND SUSCEPTIBILITY TESTING | 4 | NO
W | IN VITRO DIAGNOSTIC MEDICAL DEVICES | W01040801 | BIOCHEMICAL IDENTIFICATION AND SUSCEPTIBILITY TESTING - AUTOMATED | 5 | NO
W | IN VITRO DIAGNOSTIC MEDICAL DEVICES | W0104080101 | GRAM NEGATIVE IDENTIFICATION - AUTOMATED | 6 | YES
W | IN VITRO DIAGNOSTIC MEDICAL DEVICES | W0104080103 | GRAM POSITIVE IDENTIFICATION - AUTOMATED | 6 | YES
W | IN VITRO DIAGNOSTIC MEDICAL DEVICES | W0104080105 | ANAEROBIC AND OTHER PATHOGENIC GERMS IDENTIFICATION - AUTOMATED | 6 | YES
W | IN VITRO DIAGNOSTIC MEDICAL DEVICES | W0104080107 | GRAM NEGATIVE SUSCEPTIBILITY TESTING - AUTOMATED | 6 | YES
W | IN VITRO DIAGNOSTIC MEDICAL DEVICES | W0104080108 | GRAM POSITIVE SUSCEPTIBILITY TESTING - AUTOMATED | 6 | YES
W | IN VITRO DIAGNOSTIC MEDICAL DEVICES | W0104080109 | COMBINED SUSCEPTIBILITY AND IDENTIFICATION SYSTEMS GRAM NEGATIVES - AUTOMATED | 6 | YES
W | IN VITRO DIAGNOSTIC MEDICAL DEVICES | W0104080110 | COMBINED SUSCEPTIBILITY AND IDENTIFICATION SYSTEMS GRAM POSITIVES - AUTOMATED | 6 | YES
W | IN VITRO DIAGNOSTIC MEDICAL DEVICES | W0104080111 | ANAEROBES AND FASTIDIOUS SUSCEPT TESTING - AUTOMATED | 6 | YES
W | IN VITRO DIAGNOSTIC MEDICAL DEVICES | W0104080112 | OTHER AUTOMATED IDENTIFICATION TESTING (INCL. CONSUMABLES...) | 6 | YES
W | IN VITRO DIAGNOSTIC MEDICAL DEVICES | W0104080113 | OTHER AUTOMATED SUSCEPTIBILITY TESTING (INCL CONSUMABLES...) | 6 | YES
W | IN VITRO DIAGNOSTIC MEDICAL DEVICES | W01040802 | BIOCHEMICAL IDENTIFICATION - MANUAL | 5 | NO
W | IN VITRO DIAGNOSTIC MEDICAL DEVICES | W0104080201 | GRAM NEGATIVE - MANUAL IDENTIFICATION | 6 | YES
W | IN VITRO DIAGNOSTIC MEDICAL DEVICES | W0104080203 | GRAM POSITIVE - MANUAL IDENTIFICATION | 6 | YES
W | IN VITRO DIAGNOSTIC MEDICAL DEVICES | W0104080207 | MYCOPLASMA / UREAPLASMA - (INCL. COMBINED ID-AST) | 6 | YES
W | IN VITRO DIAGNOSTIC MEDICAL DEVICES | W0104080208 | SINGLE TESTS (DISCS, STRIPS, DROPPERS...) | 6 | YES
W | IN VITRO DIAGNOSTIC MEDICAL DEVICES | W0104080209 | MANUAL IDENTIFICATION KITS - ANAEROBES, PATHOGENS - OTHER | 6 | YES
W | IN VITRO DIAGNOSTIC MEDICAL DEVICES | W0104080299 | MANUAL IDENTIFICATION - OTHER | 6 | YES
W | IN VITRO DIAGNOSTIC MEDICAL DEVICES | W01040803 | IMMUNOLOGICAL IDENTIFICATION BY CULTURE | 5 | NO
W | IN VITRO DIAGNOSTIC MEDICAL DEVICES | W0104080301 | SEROTYPING (E.COLI, SALMONELLA, SHIGELLA, ETC) | 6 | YES
W | IN VITRO DIAGNOSTIC MEDICAL DEVICES | W0104080302 | STREPTOCOCCI GROUPING SLIDE TESTS | 6 | YES
W | IN VITRO DIAGNOSTIC MEDICAL DEVICES | W0104080303 | STAPHYLOCOCCI SLIDE TESTS | 6 | YES
W | IN VITRO DIAGNOSTIC MEDICAL DEVICES | W0104080304 | MENINGITIS SLIDE TESTS | 6 | YES
W | IN VITRO DIAGNOSTIC MEDICAL DEVICES | W0104080399 | IMMUNOLOGICAL IDENTIFICATION - OTHER | 6 | YES
W | IN VITRO DIAGNOSTIC MEDICAL DEVICES | W01040805 | MANUAL SUSCEPTIBILITY TESTING | 5 | NO
W | IN VITRO DIAGNOSTIC MEDICAL DEVICES | W0104080501 | MIC SYSTEMS - DILUTION METHODS (INCL. E-TEST) | 6 | YES
W | IN VITRO DIAGNOSTIC MEDICAL DEVICES | W0104080502 | IMPREGNATED DISKS, MULTI-DISKS & TABLETS | 6 | YES
W | IN VITRO DIAGNOSTIC MEDICAL DEVICES | W0104080503 | MANUAL ANTIMICROBIAL SUCEPTIBILITY TESTING (AST)- STRIPS / CASSETTES/GALLERIES | 6 | YES
W | IN VITRO DIAGNOSTIC MEDICAL DEVICES | W0104080504 | TARGETED RESISTANCE TESTS - MRSA | 6 | YES
W | IN VITRO DIAGNOSTIC MEDICAL DEVICES | W0104080505 | TARGETED RESISTANCE TESTS - ESBL | 6 | YES
W | IN VITRO DIAGNOSTIC MEDICAL DEVICES | W0104080506 | TARGETED RESISTANCE TESTS - CARBAPENEMASE | 6 | YES
W | IN VITRO DIAGNOSTIC MEDICAL DEVICES | W0104080590 | TARGETED RESISTANCE TESTS - OTHER | 6 | YES
W | IN VITRO DIAGNOSTIC MEDICAL DEVICES | W0104080599 | MANUAL SUSCEPTIBILITY TESTING - OTHER | 6 | YES
W | IN VITRO DIAGNOSTIC MEDICAL DEVICES | W01040806 | NUCLEIC ACID IDENTIFICATION (BACTERIOLOGY) | 5 | NO
W | IN VITRO DIAGNOSTIC MEDICAL DEVICES | W0104080601 | NUCLEIC ACID IDENTIFICATION - MANUAL / AUTOMATED BACTERIA SPP / SSPP | 6 | YES
W | IN VITRO DIAGNOSTIC MEDICAL DEVICES | W0104080602 | NUCLEIC ACID IDENTIFICATION - MANUAL / AUTOMATED MRSA AND/OR MSSA | 6 | YES
W | IN VITRO DIAGNOSTIC MEDICAL DEVICES | W0104080604 | NUCLEIC ACID IDENTIFICATION - MANUAL / AUTOMATED VRE | 6 | YES
W | IN VITRO DIAGNOSTIC MEDICAL DEVICES | W0104080605 | NUCLEIC ACID IDENTIFICATION - MANUAL / AUTOMATED ESBL | 6 | YES
W | IN VITRO DIAGNOSTIC MEDICAL DEVICES | W0104080606 | NUCLEIC ACID IDENTIFICATION - MANUAL / AUTOMATED CARBAPENEMASE | 6 | YES
W | IN VITRO DIAGNOSTIC MEDICAL DEVICES | W0104080607 | NUCLEIC ACID IDENTIFICATION - MANUAL / AUTOMATED OTHER RESISTANCE MARKERS | 6 | YES
W | IN VITRO DIAGNOSTIC MEDICAL DEVICES | W0104080608 | NUCLEIC ACID IDENTIFICATION - MANUAL / AUTOMATED ESBL / CARBAPENEMASE COMBINED | 6 | YES
W | IN VITRO DIAGNOSTIC MEDICAL DEVICES | W0104080699 | NUCLEIC ACID IDENTIFICATION (BACTERIOLOGY) MANUAL / AUTOMATED - OTHER | 6 | YES
W | IN VITRO DIAGNOSTIC MEDICAL DEVICES | W010499 | MICROBIOLOGY TESTS - OTHER | 4 | YES
W | IN VITRO DIAGNOSTIC MEDICAL DEVICES | W0105 | INFECTIOUS DISEASES | 3 | NO
W | IN VITRO DIAGNOSTIC MEDICAL DEVICES | W010501 | BACTERIOLOGY (INFECT. IMMUNOLOGY/NAT) | 4 | NO
W | IN VITRO DIAGNOSTIC MEDICAL DEVICES | W01050101 | CHLAMYDIA | 5 | NO
W | IN VITRO DIAGNOSTIC MEDICAL DEVICES | W0105010107 | CHLAMYDIA TRACHOMATIS ANTIGEN DETECTION | 6 | YES
W | IN VITRO DIAGNOSTIC MEDICAL DEVICES | W0105010108 | CHLAMYDIA TRACHOMATIS ANTIBODY ASSAYS TOTAL | 6 | YES
W | IN VITRO DIAGNOSTIC MEDICAL DEVICES | W0105010109 | CHLAMYDIA TRACHOMATIS ANTIBODY IGA | 6 | YES
W | IN VITRO DIAGNOSTIC MEDICAL DEVICES | W0105010110 | CHLAMYDIA TRACHOMATIS ANTIBODY IGG | 6 | YES
W | IN VITRO DIAGNOSTIC MEDICAL DEVICES | W0105010111 | CHLAMYDIA TRACHOMATIS ANTIBODY IGM | 6 | YES
W | IN VITRO DIAGNOSTIC MEDICAL DEVICES | W0105010112 | CHLAMYDIA PNEUMONIAE ANTIGEN DETECTION | 6 | YES
W | IN VITRO DIAGNOSTIC MEDICAL DEVICES | W0105010113 | CHLAMYDIA PNEUMONIAE ANTIBODY ASSAYS TOTAL | 6 | YES
W | IN VITRO DIAGNOSTIC MEDICAL DEVICES | W0105010114 | CHLAMYDIA PNEUMONIAE ANTIBODY IGA | 6 | YES
W | IN VITRO DIAGNOSTIC MEDICAL DEVICES | W0105010115 | CHLAMYDIA PNEUMONIAE ANTIBODY IGG | 6 | YES
W | IN VITRO DIAGNOSTIC MEDICAL DEVICES | W0105010116 | CHLAMYDIA PNEUMONIAE ANTIBODY IGM | 6 | YES
W | IN VITRO DIAGNOSTIC MEDICAL DEVICES | W0105010117 | CHLAMYDIA TRACHOMATIS DETECTION BY NA REAGENTS | 6 | YES
W | IN VITRO DIAGNOSTIC MEDICAL DEVICES | W0105010118 | CHLAMYDIA PNEUMONIAE DETECTION BY NA REAGENTS | 6 | YES
W | IN VITRO DIAGNOSTIC MEDICAL DEVICES | W0105010199 | CHLAMYDIA REAGENTS - OTHER | 6 | YES
W | IN VITRO DIAGNOSTIC MEDICAL DEVICES | W01050102 | GONOCOCCI (NEISSERIA GONORRHOEAE) | 5 | NO
W | IN VITRO DIAGNOSTIC MEDICAL DEVICES | W0105010201 | GONOCOCCAL ANTIGEN DETECTION | 6 | YES
W | IN VITRO DIAGNOSTIC MEDICAL DEVICES | W0105010202 | GONOCOCCAL ANTIBODY ASSAYS TOTAL | 6 | YES
W | IN VITRO DIAGNOSTIC MEDICAL DEVICES | W0105010203 | GONOCOCCAL DETECTION BY NA REAGENTS | 6 | YES
W | IN VITRO DIAGNOSTIC MEDICAL DEVICES | W0105010299 | GONOCOCCI REAGENTS - OTHER | 6 | YES
W | IN VITRO DIAGNOSTIC MEDICAL DEVICES | W01050103 | SYPHILIS (TREPONEMA PALLIDUM) | 5 | NO
W | IN VITRO DIAGNOSTIC MEDICAL DEVICES | W0105010301 | SYPHILIS ANTIGEN DETECTION | 6 | YES
W | IN VITRO DIAGNOSTIC MEDICAL DEVICES | W0105010302 | SYPHILIS ANTIBODY ASSAYS TOTAL | 6 | YES
W | IN VITRO DIAGNOSTIC MEDICAL DEVICES | W0105010303 | SYPHILIS ANTIBODY IGG | 6 | YES
W | IN VITRO DIAGNOSTIC MEDICAL DEVICES | W0105010304 | SYPHILIS ANTIBODY IGM | 6 | YES
W | IN VITRO DIAGNOSTIC MEDICAL DEVICES | W0105010305 | SYPHILIS DETECTION BY NA REAGENTS | 6 | YES
W | IN VITRO DIAGNOSTIC MEDICAL DEVICES | W0105010306 | SYPHILIS, REAGIN ANTIBODIES | 6 | YES
W | IN VITRO DIAGNOSTIC MEDICAL DEVICES | W0105010399 | SYPHILIS REAGENTS OTHER | 6 | YES
W | IN VITRO DIAGNOSTIC MEDICAL DEVICES | W01050104 | HELICOBACTER PYLORI | 5 | NO
W | IN VITRO DIAGNOSTIC MEDICAL DEVICES | W0105010401 | H. PYLORI ANTIGEN DETECTION | 6 | YES
W | IN VITRO DIAGNOSTIC MEDICAL DEVICES | W0105010402 | H. PYLORI ANTIBODY ASSAYS | 6 | YES
W | IN VITRO DIAGNOSTIC MEDICAL DEVICES | W0105010403 | H. PYLORI DETECTION BY NA REAGENTS | 6 | YES
W | IN VITRO DIAGNOSTIC MEDICAL DEVICES | W0105010499 | H. PYLORI REAGENTS - OTHER | 6 | YES
W | IN VITRO DIAGNOSTIC MEDICAL DEVICES | W01050105 | LEGIONELLA | 5 | NO
W | IN VITRO DIAGNOSTIC MEDICAL DEVICES | W0105010501 | LEGIONELLA ANTIGEN DETECTION | 6 | YES
W | IN VITRO DIAGNOSTIC MEDICAL DEVICES | W0105010502 | LEGIONELLA ANTIBODY ASSAYS | 6 | YES
W | IN VITRO DIAGNOSTIC MEDICAL DEVICES | W0105010503 | LEGIONELLA DETECTION BY NA REAGENTS | 6 | YES
W | IN VITRO DIAGNOSTIC MEDICAL DEVICES | W0105010599 | LEGIONELLA REAGENTS - OTHER | 6 | YES
W | IN VITRO DIAGNOSTIC MEDICAL DEVICES | W01050106 | LYME BORRELIOSIS | 5 | NO
W | IN VITRO DIAGNOSTIC MEDICAL DEVICES | W0105010601 | LYME ANTIGEN DETECTION | 6 | YES
W | IN VITRO DIAGNOSTIC MEDICAL DEVICES | W0105010602 | LYME ANTIBODY TOTAL | 6 | YES
W | IN VITRO DIAGNOSTIC MEDICAL DEVICES | W0105010603 | LYME ANTIBODY IGG | 6 | YES
W | IN VITRO DIAGNOSTIC MEDICAL DEVICES | W0105010604 | LYME ANTIBODY IGM | 6 | YES
W | IN VITRO DIAGNOSTIC MEDICAL DEVICES | W0105010605 | LYME DETECTION BY NA REAGENTS | 6 | YES
W | IN VITRO DIAGNOSTIC MEDICAL DEVICES | W0105010699 | LYME BORRELIOSIS REAGENTS - OTHER | 6 | YES
W | IN VITRO DIAGNOSTIC MEDICAL DEVICES | W01050107 | MYCOBACTERIA GENUS + SPECIES | 5 | NO
W | IN VITRO DIAGNOSTIC MEDICAL DEVICES | W0105010701 | MYCOBACTERIAL ANTIGEN DETECTION | 6 | YES
W | IN VITRO DIAGNOSTIC MEDICAL DEVICES | W0105010702 | MYCOBACTERIAL ANTIBODY ASSAYS | 6 | YES
W | IN VITRO DIAGNOSTIC MEDICAL DEVICES | W0105010703 | MYCOBACTERIAL DETECTION BY NA REAGENTS | 6 | YES
W | IN VITRO DIAGNOSTIC MEDICAL DEVICES | W0105010704 | TB-IGRA (INTERFERON-GAMMA-RELEASE ASSAY) | 6 | YES
W | IN VITRO DIAGNOSTIC MEDICAL DEVICES | W0105010799 | MYCOBACTERIA REAGENTS - OTHER | 6 | YES
W | IN VITRO DIAGNOSTIC MEDICAL DEVICES | W01050108 | MYCOPLASMA / UREAPLASMA | 5 | NO
W | IN VITRO DIAGNOSTIC MEDICAL DEVICES | W0105010801 | MYCOPLASMA ANTIGEN DETECTION | 6 | YES
W | IN VITRO DIAGNOSTIC MEDICAL DEVICES | W0105010802 | MYCOPLASMA ANTIBODY ASSAYS | 6 | YES
W | IN VITRO DIAGNOSTIC MEDICAL DEVICES | W0105010803 | MYCOPLASMA / UREAPLASMA DETECTION BY NA REAGENTS | 6 | NO
W | IN VITRO DIAGNOSTIC MEDICAL DEVICES | W010501080301 | MYCOPLASMA PNEUMONIAE DETECTION BY NA REAGENTS | 7 | YES
W | IN VITRO DIAGNOSTIC MEDICAL DEVICES | W010501080302 | UROGENITAL MYCOPLASMA DETECTION BY NA REAGENTS | 7 | YES
W | IN VITRO DIAGNOSTIC MEDICAL DEVICES | W010501080303 | UREAPLASMA DETECTION BY NA REAGENTS | 7 | YES
W | IN VITRO DIAGNOSTIC MEDICAL DEVICES | W010501080304 | MYCOPLASMA / UREAPLASMA DETECTION BY NA REAGENTS | 7 | YES
W | IN VITRO DIAGNOSTIC MEDICAL DEVICES | W0105010899 | MYCOPLASMA / UREAPLASMA REAGENTS - OTHER | 6 | YES
W | IN VITRO DIAGNOSTIC MEDICAL DEVICES | W01050109 | PSEUDOMONAS AERUGINOSA | 5 | NO
W | IN VITRO DIAGNOSTIC MEDICAL DEVICES | W0105010901 | PSEUDOMONAS AERUGINOSA ANTIBODY IGG | 6 | YES
W | IN VITRO DIAGNOSTIC MEDICAL DEVICES | W0105010902 | PSEUDOMONAS DETECTION BY NA REAGENTS | 6 | YES
W | IN VITRO DIAGNOSTIC MEDICAL DEVICES | W0105010999 | PSEUDOMONAS AERUGINOSA REAGENTS - OTHER | 6 | YES
W | IN VITRO DIAGNOSTIC MEDICAL DEVICES | W01050110 | SALMONELLA | 5 | NO
W | IN VITRO DIAGNOSTIC MEDICAL DEVICES | W0105011001 | SALMONELLA ANTIGEN DETECTION | 6 | YES
W | IN VITRO DIAGNOSTIC MEDICAL DEVICES | W0105011002 | SALMONELLA ANTIBODY ASSAYS | 6 | YES
W | IN VITRO DIAGNOSTIC MEDICAL DEVICES | W0105011003 | SALMONELLA DETECTION BY NA REAGENTS | 6 | YES
W | IN VITRO DIAGNOSTIC MEDICAL DEVICES | W0105011099 | SALMONELLA REAGENTS - OTHER | 6 | YES
W | IN VITRO DIAGNOSTIC MEDICAL DEVICES | W01050111 | STREPTOCOCCI | 5 | NO
W | IN VITRO DIAGNOSTIC MEDICAL DEVICES | W0105011101 | STREPTOCOCCAL DIRECT ANTIGEN DETECTION | 6 | YES
W | IN VITRO DIAGNOSTIC MEDICAL DEVICES | W0105011102 | STREPTOCOCCAL DETECTION BY NA REAGENTS | 6 | YES
W | IN VITRO DIAGNOSTIC MEDICAL DEVICES | W0105011103 | STREP. A DETECTION BY NA REAGENTS | 6 | YES
W | IN VITRO DIAGNOSTIC MEDICAL DEVICES | W0105011104 | STREP. B DETECTION BY NA REAGENTS | 6 | YES
W | IN VITRO DIAGNOSTIC MEDICAL DEVICES | W0105011105 | STREP. PNEUMONIAE DETECTION BY NA REAGENTS | 6 | YES
W | IN VITRO DIAGNOSTIC MEDICAL DEVICES | W0105011199 | STREPTOCOCCAL REAGENTS - OTHER | 6 | YES
W | IN VITRO DIAGNOSTIC MEDICAL DEVICES | W01050112 | STAPHYLOCOCCI | 5 | NO
W | IN VITRO DIAGNOSTIC MEDICAL DEVICES | W0105011201 | STAPHYLOCOCCAL DIRECT ANTIGEN DETECTION | 6 | YES
W | IN VITRO DIAGNOSTIC MEDICAL DEVICES | W0105011202 | STAPHYLOTOXIN | 6 | YES
W | IN VITRO DIAGNOSTIC MEDICAL DEVICES | W0105011203 | STAPHYLOCOCCAL DETECTION BY NA REAGENTS | 6 | YES
W | IN VITRO DIAGNOSTIC MEDICAL DEVICES | W0105011299 | STAPHYLOCOCCI REAGENTS - OTHER | 6 | YES
W | IN VITRO DIAGNOSTIC MEDICAL DEVICES | W01050113 | LISTERIA | 5 | NO
W | IN VITRO DIAGNOSTIC MEDICAL DEVICES | W0105011301 | LISTERIA ANTIGEN DETECTION | 6 | YES
W | IN VITRO DIAGNOSTIC MEDICAL DEVICES | W0105011302 | LISTERIA ANTIBODY ASSAYS | 6 | YES
W | IN VITRO DIAGNOSTIC MEDICAL DEVICES | W0105011303 | LISTERIA MONOCYTOGENES DIRECT ANTIGEN DETECTION | 6 | YES
W | IN VITRO DIAGNOSTIC MEDICAL DEVICES | W0105011304 | LISTERIA MONOCYTOGENES ANTIBODY ASSAYS | 6 | YES
W | IN VITRO DIAGNOSTIC MEDICAL DEVICES | W0105011305 | LISTERIA DETECTION BY NA REAGENTS | 6 | YES
W | IN VITRO DIAGNOSTIC MEDICAL DEVICES | W0105011399 | LISTERIA REAGENTS - OTHER | 6 | YES
W | IN VITRO DIAGNOSTIC MEDICAL DEVICES | W01050114 | CAMPYLOBACTER | 5 | NO
W | IN VITRO DIAGNOSTIC MEDICAL DEVICES | W0105011401 | CAMPYLOBACTER DIRECT ANTIGEN DETECTION | 6 | YES
W | IN VITRO DIAGNOSTIC MEDICAL DEVICES | W0105011402 | CAMPYLOBACTER DETECTION BY NA REAGENTS | 6 | YES
W | IN VITRO DIAGNOSTIC MEDICAL DEVICES | W0105011499 | CAMPYLOBACTER REAGENTS - OTHER | 6 | YES
W | IN VITRO DIAGNOSTIC MEDICAL DEVICES | W01050115 | ESCHERICHIA COLI | 5 | NO
W | IN VITRO DIAGNOSTIC MEDICAL DEVICES | W0105011501 | E. COLI DIRECT ANTIGEN DETECTION | 6 | YES
W | IN VITRO DIAGNOSTIC MEDICAL DEVICES | W0105011502 | E. COLI TOXIN | 6 | YES
W | IN VITRO DIAGNOSTIC MEDICAL DEVICES | W0105011503 | E. COLI DETECTION BY NA REAGENTS | 6 | YES
W | IN VITRO DIAGNOSTIC MEDICAL DEVICES | W0105011599 | E. COLI REAGENTS - OTHER | 6 | YES
W | IN VITRO DIAGNOSTIC MEDICAL DEVICES | W01050116 | OTHER BACTERIOLOGY - NA REAGENTS | 5 | NO
W | IN VITRO DIAGNOSTIC MEDICAL DEVICES | W0105011601 | BRUCELLA - NA REAGENTS | 6 | YES
W | IN VITRO DIAGNOSTIC MEDICAL DEVICES | W0105011603 | COXIELLA BURNETII (Q FEVER) - NA REAGENTS | 6 | YES
W | IN VITRO DIAGNOSTIC MEDICAL DEVICES | W0105011604 | LEPTOSPIRA - NA REAGENTS | 6 | YES
W | IN VITRO DIAGNOSTIC MEDICAL DEVICES | W0105011605 | RICKETTSIA - NA REAGENTS | 6 | YES
W | IN VITRO DIAGNOSTIC MEDICAL DEVICES | W0105011606 | YERSINIA - NA REAGENTS | 6 | YES
W | IN VITRO DIAGNOSTIC MEDICAL DEVICES | W0105011607 | BORDETELLA PERTUSSIS / PARAPERTUSSIS - NA REAGENTS | 6 | YES
W | IN VITRO DIAGNOSTIC MEDICAL DEVICES | W0105011608 | DIPHTHERIA (CORYNEBACTERIUM D.) - NA REAGENTS | 6 | YES
W | IN VITRO DIAGNOSTIC MEDICAL DEVICES | W0105011609 | TETANUS (CLOSTRIDIUM T.) - NA REAGENTS | 6 | YES
W | IN VITRO DIAGNOSTIC MEDICAL DEVICES | W0105011610 | HAEMOPHILUS INFLUENZAE - NA REAGENTS | 6 | YES
W | IN VITRO DIAGNOSTIC MEDICAL DEVICES | W0105011611 | NEISSERIA MENINGITIDIS - NA REAGENTS | 6 | YES
W | IN VITRO DIAGNOSTIC MEDICAL DEVICES | W0105011612 | PROTEUS - NA REAGENTS | 6 | YES
W | IN VITRO DIAGNOSTIC MEDICAL DEVICES | W0105011613 | PSEUDOMONAS - NA REAGENTS | 6 | YES
W | IN VITRO DIAGNOSTIC MEDICAL DEVICES | W0105011614 | SHIGELLA - NA REAGENTS | 6 | YES
W | IN VITRO DIAGNOSTIC MEDICAL DEVICES | W0105011699 | BACTERIOLOGY - NA REAGENTS - OTHER | 6 | YES
W | IN VITRO DIAGNOSTIC MEDICAL DEVICES | W01050117 | OTHER BACTERIOLOGY IMMUNOASSAYS | 5 | NO
W | IN VITRO DIAGNOSTIC MEDICAL DEVICES | W0105011701 | BRUCELLA | 6 | YES
W | IN VITRO DIAGNOSTIC MEDICAL DEVICES | W0105011703 | COXIELLA BURNETII (Q FEVER) | 6 | YES
W | IN VITRO DIAGNOSTIC MEDICAL DEVICES | W0105011704 | LEPTOSPIRA | 6 | YES
W | IN VITRO DIAGNOSTIC MEDICAL DEVICES | W0105011705 | RICKETTSIA | 6 | YES
W | IN VITRO DIAGNOSTIC MEDICAL DEVICES | W0105011706 | YERSINIA | 6 | YES
W | IN VITRO DIAGNOSTIC MEDICAL DEVICES | W0105011707 | BORDETELLA PERTUSSIS / PARAPERTUSSIS | 6 | YES
W | IN VITRO DIAGNOSTIC MEDICAL DEVICES | W0105011708 | DIPHTHERIA (CORYNEBACTERIUM D.) | 6 | YES
W | IN VITRO DIAGNOSTIC MEDICAL DEVICES | W0105011709 | TETANUS (CLOSTRIDIUM T.) | 6 | YES
W | IN VITRO DIAGNOSTIC MEDICAL DEVICES | W0105011710 | HAEMOPHILUS INFLUENZAE | 6 | YES
W | IN VITRO DIAGNOSTIC MEDICAL DEVICES | W0105011711 | NEISSERIA MENINGITIDIS | 6 | YES
W | IN VITRO DIAGNOSTIC MEDICAL DEVICES | W0105011712 | PROTEUS | 6 | YES
W | IN VITRO DIAGNOSTIC MEDICAL DEVICES | W0105011713 | PSEUDOMONAS | 6 | YES
W | IN VITRO DIAGNOSTIC MEDICAL DEVICES | W0105011714 | SHIGELLA | 6 | YES
W | IN VITRO DIAGNOSTIC MEDICAL DEVICES | W0105011799 | BACTERIOLOGY IMMUNOASSAY - OTHER | 6 | YES
W | IN VITRO DIAGNOSTIC MEDICAL DEVICES | W01050118 | CLOSTRIDIUM DIFFICILE | 5 | NO
W | IN VITRO DIAGNOSTIC MEDICAL DEVICES | W0105011801 | C.DIFFICILE GDH DETECTION | 6 | YES
W | IN VITRO DIAGNOSTIC MEDICAL DEVICES | W0105011802 | C.DIFFICILE TOXIN A/B DETECTION | 6 | YES
W | IN VITRO DIAGNOSTIC MEDICAL DEVICES | W0105011803 | C.DIFFICILE GDH AND TOXIN A/B COMBINED DETECTION | 6 | YES
W | IN VITRO DIAGNOSTIC MEDICAL DEVICES | W0105011804 | C.DIFFICILE BY NA REAGENTS | 6 | YES
W | IN VITRO DIAGNOSTIC MEDICAL DEVICES | W0105011899 | C.DIFFICILE REAGENTS - OTHER | 6 | YES
W | IN VITRO DIAGNOSTIC MEDICAL DEVICES | W010502 | HEPATITIS VIRUSES (INFECT. IMMUNOLOGY/NAT) | 4 | NO
W | IN VITRO DIAGNOSTIC MEDICAL DEVICES | W01050201 | HEPATITIS A VIRUS | 5 | NO
W | IN VITRO DIAGNOSTIC MEDICAL DEVICES | W0105020101 | HAV ANTIGEN CONFIRMATORY | 6 | YES
W | IN VITRO DIAGNOSTIC MEDICAL DEVICES | W0105020102 | HAV ANTIBODY (TOTAL) | 6 | YES
W | IN VITRO DIAGNOSTIC MEDICAL DEVICES | W0105020103 | HAV ANTIBODY IGG | 6 | YES
W | IN VITRO DIAGNOSTIC MEDICAL DEVICES | W0105020104 | HAV ANTIBODY IGM | 6 | YES
W | IN VITRO DIAGNOSTIC MEDICAL DEVICES | W0105020105 | HEPATITIS A VIRUS - NA REAGENTS | 6 | YES
W | IN VITRO DIAGNOSTIC MEDICAL DEVICES | W0105020199 | HAV REAGENTS - OTHER | 6 | YES
W | IN VITRO DIAGNOSTIC MEDICAL DEVICES | W01050202 | HEPATITIS B VIRUS | 5 | NO
W | IN VITRO DIAGNOSTIC MEDICAL DEVICES | W0105020201 | HEPATITIS B SURFACE ANTIGEN | 6 | YES
W | IN VITRO DIAGNOSTIC MEDICAL DEVICES | W0105020202 | HEPATITIS B SURFACE ANTIGEN - CONFIRMATORY | 6 | YES
W | IN VITRO DIAGNOSTIC MEDICAL DEVICES | W0105020203 | HEPATITIS B SURFACE ANTIBODY (TOTAL) | 6 | YES
W | IN VITRO DIAGNOSTIC MEDICAL DEVICES | W0105020204 | HEPATITIS B SURFACE ANTIBODY IGG | 6 | YES
W | IN VITRO DIAGNOSTIC MEDICAL DEVICES | W0105020205 | HEPATITIS B SURFACE ANTIBODY IGM | 6 | YES
W | IN VITRO DIAGNOSTIC MEDICAL DEVICES | W0105020206 | HEPATITIS B CORE ANTIGEN | 6 | YES
W | IN VITRO DIAGNOSTIC MEDICAL DEVICES | W0105020207 | HEPATITIS B CORE ANTIGEN - CONFIRMATORY | 6 | YES
W | IN VITRO DIAGNOSTIC MEDICAL DEVICES | W0105020208 | HEPATITIS B CORE ANTIBODY (TOTAL) | 6 | YES
W | IN VITRO DIAGNOSTIC MEDICAL DEVICES | W0105020209 | HEPATITIS B CORE ANTIBODY IGG | 6 | YES
W | IN VITRO DIAGNOSTIC MEDICAL DEVICES | W0105020210 | HEPATITIS B CORE ANTIBODY IGM | 6 | YES
W | IN VITRO DIAGNOSTIC MEDICAL DEVICES | W0105020211 | HEPATITIS B ANTIGEN | 6 | YES
W | IN VITRO DIAGNOSTIC MEDICAL DEVICES | W0105020212 | HEPATITIS B ANTIGEN - CONFIRMATORY | 6 | YES
W | IN VITRO DIAGNOSTIC MEDICAL DEVICES | W0105020213 | HEPATITIS B ANTIBODY (TOTAL) | 6 | YES
W | IN VITRO DIAGNOSTIC MEDICAL DEVICES | W0105020214 | HEPATITIS B ANTIBODY IGG | 6 | YES
W | IN VITRO DIAGNOSTIC MEDICAL DEVICES | W0105020215 | HEPATITIS B ANTIBODY IGM | 6 | YES
W | IN VITRO DIAGNOSTIC MEDICAL DEVICES | W0105020216 | HEPATITIS B VIRUS - NA REAGENTS | 6 | YES
W | IN VITRO DIAGNOSTIC MEDICAL DEVICES | W0105020217 | HEPATITIS B SURFACE ANTIGEN - QUANTITATIVE | 6 | YES
W | IN VITRO DIAGNOSTIC MEDICAL DEVICES | W0105020218 | HEPATITIS B VIRUS - GENOTYPING - NA REAGENTS | 6 | YES
W | IN VITRO DIAGNOSTIC MEDICAL DEVICES | W0105020299 | HBV REAGENTS - OTHER | 6 | YES
W | IN VITRO DIAGNOSTIC MEDICAL DEVICES | W01050203 | HEPATITIS C VIRUS | 5 | NO
W | IN VITRO DIAGNOSTIC MEDICAL DEVICES | W0105020301 | HCV ANTIGEN | 6 | YES
W | IN VITRO DIAGNOSTIC MEDICAL DEVICES | W0105020302 | HCV ANTIGEN - CONFIRMATORY | 6 | YES
W | IN VITRO DIAGNOSTIC MEDICAL DEVICES | W0105020303 | HCV ANTIBODY (TOTAL) | 6 | YES
W | IN VITRO DIAGNOSTIC MEDICAL DEVICES | W0105020304 | HCV ANTIBODY IGG | 6 | YES
W | IN VITRO DIAGNOSTIC MEDICAL DEVICES | W0105020305 | HCV ANTIBODY IGM | 6 | YES
W | IN VITRO DIAGNOSTIC MEDICAL DEVICES | W0105020306 | HCV ANTIBODY - CONFIRMATORY | 6 | YES
W | IN VITRO DIAGNOSTIC MEDICAL DEVICES | W0105020307 | HEPATITIS C VIRUS - NA REAGENTS | 6 | YES
W | IN VITRO DIAGNOSTIC MEDICAL DEVICES | W0105020308 | HEPATITIS C VIRUS (HCV) ANTIGEN/ANTIBODY COMBO TEST | 6 | YES
W | IN VITRO DIAGNOSTIC MEDICAL DEVICES | W0105020309 | HEPATITIS C VIRUS (HCV) GENOTYPING - NA REAGENTS | 6 | YES
W | IN VITRO DIAGNOSTIC MEDICAL DEVICES | W0105020399 | HCV REAGENTS - OTHER | 6 | YES
W | IN VITRO DIAGNOSTIC MEDICAL DEVICES | W01050204 | HEPATITIS DELTA VIRUS | 5 | NO
W | IN VITRO DIAGNOSTIC MEDICAL DEVICES | W0105020401 | HEPATITIS DELTA ANTIGEN | 6 | YES
W | IN VITRO DIAGNOSTIC MEDICAL DEVICES | W0105020402 | HEPATITIS DELTA ANTIGEN - CONFIRMATORY | 6 | YES
W | IN VITRO DIAGNOSTIC MEDICAL DEVICES | W0105020403 | HEPATITIS DELTA ANTIBODY (TOTAL) | 6 | YES
W | IN VITRO DIAGNOSTIC MEDICAL DEVICES | W0105020404 | HEPATITIS DELTA ANTIBODY IGG | 6 | YES
W | IN VITRO DIAGNOSTIC MEDICAL DEVICES | W0105020405 | HEPATITIS DELTA ANTIBODY IGM | 6 | YES
W | IN VITRO DIAGNOSTIC MEDICAL DEVICES | W0105020406 | HEPATITIS DELTA VIRUS - NA REAGENTS | 6 | YES
W | IN VITRO DIAGNOSTIC MEDICAL DEVICES | W0105020499 | HDV REAGENTS - OTHER | 6 | YES
W | IN VITRO DIAGNOSTIC MEDICAL DEVICES | W01050205 | HEPATITIS E VIRUS | 5 | NO
W | IN VITRO DIAGNOSTIC MEDICAL DEVICES | W0105020501 | HEV ANTIGEN | 6 | YES
W | IN VITRO DIAGNOSTIC MEDICAL DEVICES | W0105020502 | HEV ANTIGEN - CONFIRMATORY | 6 | YES
W | IN VITRO DIAGNOSTIC MEDICAL DEVICES | W0105020503 | HEV ANTIBODY (TOTAL) | 6 | YES
W | IN VITRO DIAGNOSTIC MEDICAL DEVICES | W0105020504 | HEV ANTIBODY IGG | 6 | YES
W | IN VITRO DIAGNOSTIC MEDICAL DEVICES | W0105020505 | HEV ANTIBODY IGM | 6 | YES
W | IN VITRO DIAGNOSTIC MEDICAL DEVICES | W0105020506 | HEV ANTIBODY - CONFIRMATORY | 6 | YES
W | IN VITRO DIAGNOSTIC MEDICAL DEVICES | W0105020507 | HEPATITIS E VIRUS - NA REAGENTS | 6 | YES
W | IN VITRO DIAGNOSTIC MEDICAL DEVICES | W0105020599 | HEV REAGENTS - OTHER | 6 | YES
W | IN VITRO DIAGNOSTIC MEDICAL DEVICES | W01050206 | HEPATITIS G VIRUS | 5 | NO
W | IN VITRO DIAGNOSTIC MEDICAL DEVICES | W0105020601 | HGV ANTIGEN | 6 | YES
W | IN VITRO DIAGNOSTIC MEDICAL DEVICES | W0105020602 | HGV ANTIGEN - CONFIRMATORY | 6 | YES
W | IN VITRO DIAGNOSTIC MEDICAL DEVICES | W0105020603 | HGV ANTIBODY (TOTAL) | 6 | YES
W | IN VITRO DIAGNOSTIC MEDICAL DEVICES | W0105020604 | HGV ANTIBODY IGG | 6 | YES
W | IN VITRO DIAGNOSTIC MEDICAL DEVICES | W0105020605 | HGV ANTIBODY IGM | 6 | YES
W | IN VITRO DIAGNOSTIC MEDICAL DEVICES | W0105020606 | HEPATITIS G VIRUS - NA REAGENTS | 6 | YES
W | IN VITRO DIAGNOSTIC MEDICAL DEVICES | W0105020699 | HGV REAGENTS - OTHER | 6 | YES
W | IN VITRO DIAGNOSTIC MEDICAL DEVICES | W01050207 | HEPATITIS X VIRUS | 5 | NO
W | IN VITRO DIAGNOSTIC MEDICAL DEVICES | W0105020701 | HXV ANTIGEN | 6 | YES
W | IN VITRO DIAGNOSTIC MEDICAL DEVICES | W0105020702 | HXV ANTIGEN - CONFIRMATORY | 6 | YES
W | IN VITRO DIAGNOSTIC MEDICAL DEVICES | W0105020703 | HXV ANTIBODY (TOTAL) | 6 | YES
W | IN VITRO DIAGNOSTIC MEDICAL DEVICES | W0105020704 | HXV ANTIBODY IGG | 6 | YES
W | IN VITRO DIAGNOSTIC MEDICAL DEVICES | W0105020705 | HXV ANTIBODY IGM | 6 | YES
W | IN VITRO DIAGNOSTIC MEDICAL DEVICES | W0105020706 | HEPATITIS X VIRUS - NA REAGENTS | 6 | YES
W | IN VITRO DIAGNOSTIC MEDICAL DEVICES | W0105020799 | HXV REAGENTS - OTHER | 6 | YES
W | IN VITRO DIAGNOSTIC MEDICAL DEVICES | W01050290 | OTHER HEPATITIS VIRUSES | 5 | NO
W | IN VITRO DIAGNOSTIC MEDICAL DEVICES | W0105029099 | HEPATITIS VIRUSES REAGENTS - OTHER | 6 | YES
W | IN VITRO DIAGNOSTIC MEDICAL DEVICES | W010503 | RETROVIRUSES (INFECT. IMMUNOLOGY/NAT) | 4 | NO
W | IN VITRO DIAGNOSTIC MEDICAL DEVICES | W01050301 | HIV 1 | 5 | NO
W | IN VITRO DIAGNOSTIC MEDICAL DEVICES | W0105030101 | HIV 1 ANTIGEN | 6 | YES
W | IN VITRO DIAGNOSTIC MEDICAL DEVICES | W0105030102 | HIV 1 ANTIGEN - CONFIRMATORY | 6 | YES
W | IN VITRO DIAGNOSTIC MEDICAL DEVICES | W0105030103 | HIV 1 ANTIBODY (TOTAL) | 6 | YES
W | IN VITRO DIAGNOSTIC MEDICAL DEVICES | W0105030104 | HIV 1 ANTIBODY IGG | 6 | YES
W | IN VITRO DIAGNOSTIC MEDICAL DEVICES | W0105030105 | HIV 1 ANTIBODY IGM | 6 | YES
W | IN VITRO DIAGNOSTIC MEDICAL DEVICES | W0105030106 | HIV 1 ANTIBODY - CONFIRMATORY | 6 | YES
W | IN VITRO DIAGNOSTIC MEDICAL DEVICES | W0105030107 | HIV 1 - NA REAGENTS | 6 | YES
W | IN VITRO DIAGNOSTIC MEDICAL DEVICES | W0105030108 | HIV 1 GENOTYPING - NA REAGENTS | 6 | YES
W | IN VITRO DIAGNOSTIC MEDICAL DEVICES | W0105030199 | HIV 1 REAGENTS - OTHER | 6 | YES
W | IN VITRO DIAGNOSTIC MEDICAL DEVICES | W01050302 | HIV 2 | 5 | NO
W | IN VITRO DIAGNOSTIC MEDICAL DEVICES | W0105030201 | HIV 2 ANTIGEN | 6 | YES
W | IN VITRO DIAGNOSTIC MEDICAL DEVICES | W0105030202 | HIV 2 ANTIBODY | 6 | YES
W | IN VITRO DIAGNOSTIC MEDICAL DEVICES | W0105030203 | HIV 2 ANTIBODY - CONFIRMATORY | 6 | YES
W | IN VITRO DIAGNOSTIC MEDICAL DEVICES | W0105030204 | HIV 2 - NA REAGENTS | 6 | YES
W | IN VITRO DIAGNOSTIC MEDICAL DEVICES | W0105030205 | HIV 2 GENOTYPING - NA REAGENTS | 6 | YES
W | IN VITRO DIAGNOSTIC MEDICAL DEVICES | W0105030299 | HIV 2 REAGENTS - OTHER | 6 | YES
W | IN VITRO DIAGNOSTIC MEDICAL DEVICES | W01050303 | HIV P24 | 5 | NO
W | IN VITRO DIAGNOSTIC MEDICAL DEVICES | W0105030301 | HIV P24 ANTIGEN | 6 | YES
W | IN VITRO DIAGNOSTIC MEDICAL DEVICES | W0105030302 | HIV P24 ANTIBODY | 6 | YES
W | IN VITRO DIAGNOSTIC MEDICAL DEVICES | W0105030303 | HIV P24 - NA REAGENTS | 6 | YES
W | IN VITRO DIAGNOSTIC MEDICAL DEVICES | W0105030399 | HIV P24 REAGENTS - OTHER | 6 | YES
W | IN VITRO DIAGNOSTIC MEDICAL DEVICES | W01050304 | HIV - MULTIPLE ( 1 / 2 ) | 5 | NO
W | IN VITRO DIAGNOSTIC MEDICAL DEVICES | W0105030401 | HIV MULTIPLE ANTIGEN | 6 | YES
W | IN VITRO DIAGNOSTIC MEDICAL DEVICES | W0105030402 | HIV MULTIPLE ANTIBODY | 6 | YES
W | IN VITRO DIAGNOSTIC MEDICAL DEVICES | W0105030403 | HIV MULTIPLE ANTIBODY - CONFIRMATORY | 6 | YES
W | IN VITRO DIAGNOSTIC MEDICAL DEVICES | W0105030404 | HIV MULTIPLE AG/AB COMBI TEST | 6 | YES
W | IN VITRO DIAGNOSTIC MEDICAL DEVICES | W0105030405 | HIV MULTIPLE - NA REAGENTS | 6 | YES
W | IN VITRO DIAGNOSTIC MEDICAL DEVICES | W0105030499 | HIV MULTIPLE (1/2) REAGENTS - OTHER | 6 | YES
W | IN VITRO DIAGNOSTIC MEDICAL DEVICES | W01050305 | HTLV I | 5 | NO
W | IN VITRO DIAGNOSTIC MEDICAL DEVICES | W0105030501 | HTLV I ANTIGEN | 6 | YES
W | IN VITRO DIAGNOSTIC MEDICAL DEVICES | W0105030502 | HTLV I ANTIBODY | 6 | YES
W | IN VITRO DIAGNOSTIC MEDICAL DEVICES | W0105030503 | HTLV I ANTIBODY - CONFIRMATORY | 6 | YES
W | IN VITRO DIAGNOSTIC MEDICAL DEVICES | W0105030504 | HTLV I - NA REAGENTS | 6 | YES
W | IN VITRO DIAGNOSTIC MEDICAL DEVICES | W0105030599 | HTLV I REAGENTS - OTHER | 6 | YES
W | IN VITRO DIAGNOSTIC MEDICAL DEVICES | W01050306 | HTLV II | 5 | NO
W | IN VITRO DIAGNOSTIC MEDICAL DEVICES | W0105030601 | HTLV II ANTIGEN | 6 | YES
W | IN VITRO DIAGNOSTIC MEDICAL DEVICES | W0105030602 | HTLV II ANTIBODY | 6 | YES
W | IN VITRO DIAGNOSTIC MEDICAL DEVICES | W0105030603 | HTLV II ANTIBODY - CONFIRMATORY | 6 | YES
W | IN VITRO DIAGNOSTIC MEDICAL DEVICES | W0105030604 | HTLV II - NA REAGENTS | 6 | YES
W | IN VITRO DIAGNOSTIC MEDICAL DEVICES | W0105030699 | HTLV II REAGENTS - OTHER | 6 | YES
W | IN VITRO DIAGNOSTIC MEDICAL DEVICES | W01050307 | HTLV MULTIPLE | 5 | NO
W | IN VITRO DIAGNOSTIC MEDICAL DEVICES | W0105030701 | HTLV MULTIPLE ANTIGEN | 6 | YES
W | IN VITRO DIAGNOSTIC MEDICAL DEVICES | W0105030702 | HTLV MULTIPLE ANTIBODY | 6 | YES
W | IN VITRO DIAGNOSTIC MEDICAL DEVICES | W0105030703 | HTLV MULTIPLE ANTIBODY - CONFIRMATORY | 6 | YES
W | IN VITRO DIAGNOSTIC MEDICAL DEVICES | W0105030704 | HTLV MULTIPLE - NA REAGENTS | 6 | YES
W | IN VITRO DIAGNOSTIC MEDICAL DEVICES | W0105030799 | HTLV MULTIPLE REAGENTS - OTHER | 6 | YES
W | IN VITRO DIAGNOSTIC MEDICAL DEVICES | W010504 | OTHER VIROLOGY TESTS (INFECT. IMMUNOLOGY/NAT) | 4 | NO
W | IN VITRO DIAGNOSTIC MEDICAL DEVICES | W01050401 | RUBELLA VIRUS | 5 | NO
W | IN VITRO DIAGNOSTIC MEDICAL DEVICES | W0105040101 | RUBELLA VIRUS ANTIBODIES - TOTAL | 6 | YES
W | IN VITRO DIAGNOSTIC MEDICAL DEVICES | W0105040102 | RUBELLA VIRUS IGG | 6 | YES
W | IN VITRO DIAGNOSTIC MEDICAL DEVICES | W0105040103 | RUBELLA VIRUS IGM | 6 | YES
W | IN VITRO DIAGNOSTIC MEDICAL DEVICES | W0105040104 | RUBELLA - NA REAGENTS | 6 | YES
W | IN VITRO DIAGNOSTIC MEDICAL DEVICES | W0105040199 | RUBELLA VIRUS REAGENTS - OTHER | 6 | YES
W | IN VITRO DIAGNOSTIC MEDICAL DEVICES | W01050402 | CYTOMEGALOVIRUS | 5 | NO
W | IN VITRO DIAGNOSTIC MEDICAL DEVICES | W0105040201 | CMV ANTIGEN | 6 | YES
W | IN VITRO DIAGNOSTIC MEDICAL DEVICES | W0105040202 | CMV ANTIBODIES - TOTAL | 6 | YES
W | IN VITRO DIAGNOSTIC MEDICAL DEVICES | W0105040203 | CMV IGG | 6 | YES
W | IN VITRO DIAGNOSTIC MEDICAL DEVICES | W0105040204 | CMV IGM | 6 | YES
W | IN VITRO DIAGNOSTIC MEDICAL DEVICES | W0105040205 | CMV - NA REAGENTS | 6 | YES
W | IN VITRO DIAGNOSTIC MEDICAL DEVICES | W0105040206 | CMV IGG - AVIDITY | 6 | YES
W | IN VITRO DIAGNOSTIC MEDICAL DEVICES | W0105040299 | CMV REAGENTS - OTHER | 6 | YES
W | IN VITRO DIAGNOSTIC MEDICAL DEVICES | W01050403 | HERPES SIMPLEX VIRUS | 5 | NO
W | IN VITRO DIAGNOSTIC MEDICAL DEVICES | W0105040301 | HSV ANTIGEN | 6 | YES
W | IN VITRO DIAGNOSTIC MEDICAL DEVICES | W0105040302 | HSV 1+2 ANTIBODIES - TOTAL | 6 | YES
W | IN VITRO DIAGNOSTIC MEDICAL DEVICES | W0105040303 | HSV 1+2 IGG | 6 | YES
W | IN VITRO DIAGNOSTIC MEDICAL DEVICES | W0105040304 | HSV 1+2 IGM | 6 | YES
W | IN VITRO DIAGNOSTIC MEDICAL DEVICES | W0105040305 | HSV 1 ANTIBODIES - TOTAL | 6 | YES
W | IN VITRO DIAGNOSTIC MEDICAL DEVICES | W0105040306 | HSV 1 IGG | 6 | YES
W | IN VITRO DIAGNOSTIC MEDICAL DEVICES | W0105040307 | HSV 1 IGM | 6 | YES
W | IN VITRO DIAGNOSTIC MEDICAL DEVICES | W0105040308 | HSV 2 ANTIBODIES - TOTAL | 6 | YES
W | IN VITRO DIAGNOSTIC MEDICAL DEVICES | W0105040309 | HSV 2 IGG | 6 | YES
W | IN VITRO DIAGNOSTIC MEDICAL DEVICES | W0105040310 | HSV 2 IGM | 6 | YES
W | IN VITRO DIAGNOSTIC MEDICAL DEVICES | W0105040311 | HSV - NA REAGENTS | 6 | YES
W | IN VITRO DIAGNOSTIC MEDICAL DEVICES | W0105040399 | HSV REAGENTS - OTHER | 6 | YES
W | IN VITRO DIAGNOSTIC MEDICAL DEVICES | W01050404 | EPSTEIN BARR VIRUS | 5 | NO
W | IN VITRO DIAGNOSTIC MEDICAL DEVICES | W0105040401 | EBV ANTIBODIES | 6 | NO
W | IN VITRO DIAGNOSTIC MEDICAL DEVICES | W010504040101 | EBV ANTIBODIES - TOTAL | 7 | YES
W | IN VITRO DIAGNOSTIC MEDICAL DEVICES | W010504040102 | EBV IGG - TOTAL | 7 | YES
W | IN VITRO DIAGNOSTIC MEDICAL DEVICES | W010504040103 | EBV IGM - TOTAL | 7 | YES
W | IN VITRO DIAGNOSTIC MEDICAL DEVICES | W010504040104 | EBV VCA IGM | 7 | YES
W | IN VITRO DIAGNOSTIC MEDICAL DEVICES | W010504040105 | EBV VCA IGG | 7 | YES
W | IN VITRO DIAGNOSTIC MEDICAL DEVICES | W010504040106 | EBV EBNA IGG | 7 | YES
W | IN VITRO DIAGNOSTIC MEDICAL DEVICES | W010504040107 | EBV EA IGM | 7 | YES
W | IN VITRO DIAGNOSTIC MEDICAL DEVICES | W010504040108 | EBV EA IGG | 7 | YES
W | IN VITRO DIAGNOSTIC MEDICAL DEVICES | W010504040199 | EBV ANTIBODIES - OTHER | 7 | YES
W | IN VITRO DIAGNOSTIC MEDICAL DEVICES | W0105040403 | EBV - NA REAGENTS | 6 | YES
W | IN VITRO DIAGNOSTIC MEDICAL DEVICES | W0105040499 | EBV REAGENTS - OTHER | 6 | YES
W | IN VITRO DIAGNOSTIC MEDICAL DEVICES | W01050405 | OTHER VIROLOGY - NA REAGENTS | 5 | NO
W | IN VITRO DIAGNOSTIC MEDICAL DEVICES | W0105040501 | ADENOVIRUS - NA REAGENTS | 6 | YES
W | IN VITRO DIAGNOSTIC MEDICAL DEVICES | W0105040502 | ENTEROVIRUS - NA REAGENTS | 6 | YES
W | IN VITRO DIAGNOSTIC MEDICAL DEVICES | W0105040504 | INFLUENZA & PARA INFLUENZA - NA REAGENTS | 6 | YES
W | IN VITRO DIAGNOSTIC MEDICAL DEVICES | W0105040505 | RESPIRATORY SYNCYTIAL VIRUS (RSV) - NA REAGENTS | 6 | YES
W | IN VITRO DIAGNOSTIC MEDICAL DEVICES | W0105040506 | ROTAVIRUS - NA REAGENTS | 6 | YES
W | IN VITRO DIAGNOSTIC MEDICAL DEVICES | W0105040509 | PARVOVIRUS B 19 - NA REAGENTS | 6 | YES
W | IN VITRO DIAGNOSTIC MEDICAL DEVICES | W0105040511 | DENGUE VIRUS - NA REAGENTS | 6 | YES
W | IN VITRO DIAGNOSTIC MEDICAL DEVICES | W0105040512 | FSME VIRUS - NA REAGENTS | 6 | YES
W | IN VITRO DIAGNOSTIC MEDICAL DEVICES | W0105040513 | LCM VIRUS - NA REAGENTS | 6 | YES
W | IN VITRO DIAGNOSTIC MEDICAL DEVICES | W0105040514 | HANTAVIRUS / BUNYAVIRUS - NA REAGENTS | 6 | YES
W | IN VITRO DIAGNOSTIC MEDICAL DEVICES | W0105040515 | AVIAN INFLUENZA - NA REAGENTS | 6 | YES
W | IN VITRO DIAGNOSTIC MEDICAL DEVICES | W0105040516 | NOROVIRUS - NA REAGENTS | 6 | YES
W | IN VITRO DIAGNOSTIC MEDICAL DEVICES | W0105040628 | CRIMEAN–CONGO HEMORRHAGIC FEVER (CCHF) | 6 | YES
W | IN VITRO DIAGNOSTIC MEDICAL DEVICES | W0105040629 | ASTROVIRUS | 6 | YES
W | IN VITRO DIAGNOSTIC MEDICAL DEVICES | W0105040630 | ZIKA VIRUS | 6 | YES
W | IN VITRO DIAGNOSTIC MEDICAL DEVICES | W0105040699 | VIRAL ANTIGEN/ANTIBODY DETECTION - OTHER | 6 | YES
W | IN VITRO DIAGNOSTIC MEDICAL DEVICES | W01050407 | MEASLES VIRUS | 5 | NO
W | IN VITRO DIAGNOSTIC MEDICAL DEVICES | W0105040701 | MEASLES VIRUS ANTIBODIES - TOTAL | 6 | YES
W | IN VITRO DIAGNOSTIC MEDICAL DEVICES | W0105040702 | MEASLES VIRUS IGG | 6 | YES
W | IN VITRO DIAGNOSTIC MEDICAL DEVICES | W0105040703 | MEASLES VIRUS IGM | 6 | YES
W | IN VITRO DIAGNOSTIC MEDICAL DEVICES | W0105040704 | MEASLES - NA REAGENTS | 6 | YES
W | IN VITRO DIAGNOSTIC MEDICAL DEVICES | W0105040799 | MEASLES VIRUS REAGENTS - OTHER | 6 | YES
W | IN VITRO DIAGNOSTIC MEDICAL DEVICES | W01050408 | MUMPS / PAROTITIS VIRUS | 5 | NO
W | IN VITRO DIAGNOSTIC MEDICAL DEVICES | W0105040801 | MUMPS / PAROTITIS VIRUS ANTIBODIES - TOTAL | 6 | YES
W | IN VITRO DIAGNOSTIC MEDICAL DEVICES | W0105040802 | MUMPS / PAROTITIS VIRUS IGG | 6 | YES
W | IN VITRO DIAGNOSTIC MEDICAL DEVICES | W0105040803 | MUMPS / PAROTITIS VIRUS IGM | 6 | YES
W | IN VITRO DIAGNOSTIC MEDICAL DEVICES | W0105040804 | MUMPS / PAROTITIS - NA REAGENTS | 6 | YES
W | IN VITRO DIAGNOSTIC MEDICAL DEVICES | W0105040899 | MUMPS / PAROTITIS VIRUS REAGENTS - OTHER | 6 | YES
W | IN VITRO DIAGNOSTIC MEDICAL DEVICES | W01050409 | VARICELLA ZOSTER VIRUS | 5 | NO
W | IN VITRO DIAGNOSTIC MEDICAL DEVICES | W0105040901 | VARICELLA ZOSTER VIRUS ANTIBODIES - TOTAL | 6 | YES
W | IN VITRO DIAGNOSTIC MEDICAL DEVICES | W0105040902 | VARICELLA ZOSTER VIRUS IGG | 6 | YES
W | IN VITRO DIAGNOSTIC MEDICAL DEVICES | W0105040903 | VARICELLA ZOSTER VIRUS IGM | 6 | YES
W | IN VITRO DIAGNOSTIC MEDICAL DEVICES | W0105040904 | VARICELLA ZOSTER - NA REAGENTS | 6 | YES
W | IN VITRO DIAGNOSTIC MEDICAL DEVICES | W0105040999 | VARICELLA ZOSTER VIRUS REAGENTS - OTHER | 6 | YES
W | IN VITRO DIAGNOSTIC MEDICAL DEVICES | W01050410 | HUMAN PAPILLOMA VIRUS | 5 | NO
W | IN VITRO DIAGNOSTIC MEDICAL DEVICES | W0105041001 | HPV ANTIGEN / ANTIBODIES | 6 | YES
W | IN VITRO DIAGNOSTIC MEDICAL DEVICES | W0105041002 | SCREENING HIGH-RISK HPV - NA REAGENTS | 6 | YES
W | IN VITRO DIAGNOSTIC MEDICAL DEVICES | W0105041003 | PARTIAL GENOTYPING HIGH-RISK HPV - NA REAGENTS | 6 | YES
W | IN VITRO DIAGNOSTIC MEDICAL DEVICES | W0105041004 | FULL GENOTYPING HIGH-RISK + LOW-RISK HPV - NA REAGENTS | 6 | YES
W | IN VITRO DIAGNOSTIC MEDICAL DEVICES | W0105041005 | OTHER HPV - NA REAGENTS | 6 | YES
W | IN VITRO DIAGNOSTIC MEDICAL DEVICES | W0105041099 | HPV REAGENTS - OTHER | 6 | YES
W | IN VITRO DIAGNOSTIC MEDICAL DEVICES | W01050411 | CORONAVIRUS | 5 | NO
W | IN VITRO DIAGNOSTIC MEDICAL DEVICES | W0105041101 | CORONAVIRUS AG | 6 | YES
W | IN VITRO DIAGNOSTIC MEDICAL DEVICES | W0105041102 | CORONAVIRUS ANTIBODIES - TOTAL | 6 | YES
W | IN VITRO DIAGNOSTIC MEDICAL DEVICES | W0105041103 | CORONAVIRUS IGG | 6 | YES
W | IN VITRO DIAGNOSTIC MEDICAL DEVICES | W0105041104 | CORONAVIRUS IGM | 6 | YES
W | IN VITRO DIAGNOSTIC MEDICAL DEVICES | W0105041105 | CORONAVIRUS IGA | 6 | YES
W | IN VITRO DIAGNOSTIC MEDICAL DEVICES | W0105041106 | CORONAVIRUS - NA REAGENTS | 6 | YES
W | IN VITRO DIAGNOSTIC MEDICAL DEVICES | W0105041199 | OTHER CORONAVIRUS REAGENTS | 6 | YES
W | IN VITRO DIAGNOSTIC MEDICAL DEVICES | W01050499 | VIROLOGY REAGENTS - OTHER | 5 | YES
W | IN VITRO DIAGNOSTIC MEDICAL DEVICES | W010505 | PARASITOLOGY (INFECT. IMMUNOLOGY/NAT) | 4 | NO
W | IN VITRO DIAGNOSTIC MEDICAL DEVICES | W01050501 | TOXOPLASMA | 5 | NO
W | IN VITRO DIAGNOSTIC MEDICAL DEVICES | W0105050101 | TOXOPLASMA ANTIBODY (TOTAL) | 6 | YES
W | IN VITRO DIAGNOSTIC MEDICAL DEVICES | W0105050102 | TOXOPLASMA ANTIBODY IGG | 6 | YES
W | IN VITRO DIAGNOSTIC MEDICAL DEVICES | W0105050103 | TOXOPLASMA ANTIBODY IGM | 6 | YES
W | IN VITRO DIAGNOSTIC MEDICAL DEVICES | W0105050104 | TOXOPLASMA ANTIBODY IGG - AVIDITY | 6 | YES
W | IN VITRO DIAGNOSTIC MEDICAL DEVICES | W0105050105 | TOXOPLASMA - NA REAGENTS | 6 | YES
W | IN VITRO DIAGNOSTIC MEDICAL DEVICES | W0105050199 | TOXOPLASMA REAGENTS - OTHER | 6 | YES
W | IN VITRO DIAGNOSTIC MEDICAL DEVICES | W01050502 | MISCELLANEOUS PARASITOLOGY IMMUNOASSAY | 5 | NO
W | IN VITRO DIAGNOSTIC MEDICAL DEVICES | W0105050201 | ENTAMOEBA HISTOLYTICA | 6 | YES
W | IN VITRO DIAGNOSTIC MEDICAL DEVICES | W0105050202 | CHAGAS | 6 | YES
W | IN VITRO DIAGNOSTIC MEDICAL DEVICES | W0105050203 | DISTOMATOSIS | 6 | YES
W | IN VITRO DIAGNOSTIC MEDICAL DEVICES | W0105050204 | ECHINOCOCCUS | 6 | YES
W | IN VITRO DIAGNOSTIC MEDICAL DEVICES | W0105050205 | LEISHMANIA | 6 | YES
W | IN VITRO DIAGNOSTIC MEDICAL DEVICES | W0105050206 | SCHISTOSOMA | 6 | YES
W | IN VITRO DIAGNOSTIC MEDICAL DEVICES | W0105050207 | CRYPTOSPORIDIUM | 6 | YES
W | IN VITRO DIAGNOSTIC MEDICAL DEVICES | W0105050208 | GIARDIA LAMBLIA | 6 | YES
W | IN VITRO DIAGNOSTIC MEDICAL DEVICES | W0105050209 | PLASMODIUM (MALARIA) | 6 | YES
W | IN VITRO DIAGNOSTIC MEDICAL DEVICES | W0105050210 | TRICHOMONAS | 6 | YES
W | IN VITRO DIAGNOSTIC MEDICAL DEVICES | W0105050299 | PARASITOLOGY - OTHER | 6 | YES
W | IN VITRO DIAGNOSTIC MEDICAL DEVICES | W01050503 | MISCELLANEOUS PARASITOLOGY - NA REAGENTS | 5 | NO
W | IN VITRO DIAGNOSTIC MEDICAL DEVICES | W0105050301 | ENTAMOEBA HISTOLYTICA - NA REAGENTS | 6 | YES
W | IN VITRO DIAGNOSTIC MEDICAL DEVICES | W0105050302 | CHAGAS - NA REAGENTS | 6 | YES
W | IN VITRO DIAGNOSTIC MEDICAL DEVICES | W0105050303 | DISTOMATOSIS - NA REAGENTS | 6 | YES
W | IN VITRO DIAGNOSTIC MEDICAL DEVICES | W0105050304 | ECHINOCOCCUS - NA REAGENTS | 6 | YES
W | IN VITRO DIAGNOSTIC MEDICAL DEVICES | W0105050305 | LEISHMANIA - NA REAGENTS | 6 | YES
W | IN VITRO DIAGNOSTIC MEDICAL DEVICES | W0105050306 | SCHISTOSOMA - NA REAGENTS | 6 | YES
W | IN VITRO DIAGNOSTIC MEDICAL DEVICES | W0105050307 | CRYPTOSPORIDIUM - NA REAGENTS | 6 | YES
W | IN VITRO DIAGNOSTIC MEDICAL DEVICES | W0105050308 | GIARDIA LAMBLIA - NA REAGENTS | 6 | YES
W | IN VITRO DIAGNOSTIC MEDICAL DEVICES | W0105050309 | PLASMODIUM (MALARIA) - NA REAGENTS | 6 | YES
W | IN VITRO DIAGNOSTIC MEDICAL DEVICES | W0105050310 | TRICHOMONAS - NA REAGENTS | 6 | YES
W | IN VITRO DIAGNOSTIC MEDICAL DEVICES | W0105050399 | OTHER PARASITOLOGY - NA REAGENTS | 6 | YES
W | IN VITRO DIAGNOSTIC MEDICAL DEVICES | W010506 | MYCOLOGY (INFECT. IMMUNOLOGY/NAT) | 4 | NO
W | IN VITRO DIAGNOSTIC MEDICAL DEVICES | W01050603 | MYCOLOGY IMMUNOASSAYS | 5 | NO
W | IN VITRO DIAGNOSTIC MEDICAL DEVICES | W0105060301 | ASPERGILLUS | 6 | YES
W | IN VITRO DIAGNOSTIC MEDICAL DEVICES | W0105060302 | CANDIDA ALBICANS | 6 | YES
W | IN VITRO DIAGNOSTIC MEDICAL DEVICES | W0105060303 | CRYPTOCOCCUS | 6 | YES
W | IN VITRO DIAGNOSTIC MEDICAL DEVICES | W0105060304 | BETA-D-GLUCAN (PAN-FUNGAL MARKERS) | 6 | YES
W | IN VITRO DIAGNOSTIC MEDICAL DEVICES | W0105060399 | MYCOLOGY IMMUNOASSAYS - OTHER | 6 | YES
W | IN VITRO DIAGNOSTIC MEDICAL DEVICES | W01050604 | MYCOLOGY - NA REAGENTS | 5 | NO
W | IN VITRO DIAGNOSTIC MEDICAL DEVICES | W0105060401 | ASPERGILLUS - NA REAGENTS | 6 | YES
W | IN VITRO DIAGNOSTIC MEDICAL DEVICES | W0105060402 | CANDIDA ALBICANS - NA REAGENTS | 6 | YES
W | IN VITRO DIAGNOSTIC MEDICAL DEVICES | W0105060403 | CRYPTOCOCCUS - NA REAGENTS | 6 | YES
W | IN VITRO DIAGNOSTIC MEDICAL DEVICES | W0105060404 | CANDIDA AURIS - NA REAGENTS | 6 | YES
W | IN VITRO DIAGNOSTIC MEDICAL DEVICES | W0105060405 | PNEUMOCYSTIS - NA REAGENTS | 6 | YES
W | IN VITRO DIAGNOSTIC MEDICAL DEVICES | W0105060499 | MYCOLOGY NA REAGENTS - OTHER | 6 | YES
W | IN VITRO DIAGNOSTIC MEDICAL DEVICES | W010507 | MULTIPLE PARAMETERS - (INFECT. IMMUNOLOGY/NAT) | 4 | NO
W | IN VITRO DIAGNOSTIC MEDICAL DEVICES | W01050702 | MULTIPLE BACTERIA / FUNGI PANELS | 5 | NO
W | IN VITRO DIAGNOSTIC MEDICAL DEVICES | W0105070201 | GRAM+ - GRAM- - FUNGI - MULTIPLEX NA REAGENTS | 6 | YES
W | IN VITRO DIAGNOSTIC MEDICAL DEVICES | W0105070202 | BLOOD STREAM INFECTION/SEPSIS (BACTERIA & FUNGI) - MULTIPLEX NA REAGENTS | 6 | YES
W | IN VITRO DIAGNOSTIC MEDICAL DEVICES | W0105070203 | GRAM+ - GRAM- - FUNGI - MULTIPLEX ASSAYS | 6 | YES
W | IN VITRO DIAGNOSTIC MEDICAL DEVICES | W01050703 | MULTIPLE VIRUSES PANELS | 5 | NO
W | IN VITRO DIAGNOSTIC MEDICAL DEVICES | W0105070301 | HBV / HCV / HIV COMBINATION - MULTIPLEX NA REAGENTS | 6 | YES
W | IN VITRO DIAGNOSTIC MEDICAL DEVICES | W0105070302 | OTHER VIRUS COMBINATIONS - MULTIPLEX NA REAGENTS | 6 | YES
W | IN VITRO DIAGNOSTIC MEDICAL DEVICES | W0105070303 | IMMUNOSUPPRESSED / TRANSPLANTATION MONITORING - MULTIPLEX NA REAGENTS | 6 | YES
W | IN VITRO DIAGNOSTIC MEDICAL DEVICES | W0105070304 | INFLUENZA & PARA INFLUENZA / RESPIRATORY SYNCYTIAL VIRUS (RSV) / SARS-COV - MULTIPLEX NA REAGENTS | 6 | YES
W | IN VITRO DIAGNOSTIC MEDICAL DEVICES | W0105070399 | MULTIPLE VIRUSES - MULTIPLEX ASSAYS - OTHER | 6 | YES
W | IN VITRO DIAGNOSTIC MEDICAL DEVICES | W01050704 | MULTIPLE PARASITES PANELS | 5 | YES
W | IN VITRO DIAGNOSTIC MEDICAL DEVICES | W01050705 | MULTIPLE PANELS FOR INFECTIONS - VARIOUS | 5 | NO
W | IN VITRO DIAGNOSTIC MEDICAL DEVICES | W0105070501 | STIS / STDS (C.TRACHOMATIS, N.GONORRHOEAE ,M.GENITALIUM, T.VAGINALIS, UREAPLASMA SPP….) COMBINATION - MULTIPLEX NA REAGENTS | 6 | YES
W | IN VITRO DIAGNOSTIC MEDICAL DEVICES | W0105070502 | OTHER MULTIPLE INFECTIOUS - MULTIPLEX NA REAGENTS | 6 | YES
W | IN VITRO DIAGNOSTIC MEDICAL DEVICES | W0105070503 | RESPIRATORY TRACT INFECTIONS - MULTIPLEX NA REAGENTS | 6 | YES
W | IN VITRO DIAGNOSTIC MEDICAL DEVICES | W0105070504 | GASTROINTESTINAL INFECTIONS - MULTIPLEX NA REAGENTS | 6 | YES
W | IN VITRO DIAGNOSTIC MEDICAL DEVICES | W0105070505 | MENINGITIS / ENCEPHALITIS INFECTIONS - MULTIPLEX NA REAGENTS | 6 | YES
W | IN VITRO DIAGNOSTIC MEDICAL DEVICES | W0105070506 | TROPICAL FEVER - MULTIPLEX NA REAGENTS | 6 | YES
W | IN VITRO DIAGNOSTIC MEDICAL DEVICES | W0105070507 | TICK BORNE DISEASES - MULTIPLEX NA REAGENTS | 6 | YES
W | IN VITRO DIAGNOSTIC MEDICAL DEVICES | W0105070599 | MULTIPLE INFECTIOUS - MULTIPLEX ASSAYS - OTHER | 6 | YES
W | IN VITRO DIAGNOSTIC MEDICAL DEVICES | W01050799 | MULTIPLE VIRUSES - OTHER | 5 | YES
W | IN VITRO DIAGNOSTIC MEDICAL DEVICES | W010508 | CONTROLS/STANDARDS/CALIBRATORS - (INFECT. IMMUNOLOGY/NAT) | 4 | NO
W | IN VITRO DIAGNOSTIC MEDICAL DEVICES | W01050808 | CONTROLS - INFECT. IMMUNOLOGY | 5 | NO
W | IN VITRO DIAGNOSTIC MEDICAL DEVICES | W0105080801 | BACTERIOLOGY CONTROLS - INF.IMM. | 6 | YES
W | IN VITRO DIAGNOSTIC MEDICAL DEVICES | W0105080802 | HEPATITIS VIRUS CONTROLS - INF.IMM. | 6 | YES
W | IN VITRO DIAGNOSTIC MEDICAL DEVICES | W0105080803 | RETROVIRUS CONTROLS - INF.IMM. | 6 | YES
W | IN VITRO DIAGNOSTIC MEDICAL DEVICES | W0105080804 | OTHER VIROLOGY CONTROLS - INF.IMM. | 6 | YES
W | IN VITRO DIAGNOSTIC MEDICAL DEVICES | W0105080805 | PARASITOLOGY CONTROLS - INF.IMM. | 6 | YES
W | IN VITRO DIAGNOSTIC MEDICAL DEVICES | W0105080806 | MYCOLOGY CONTROLS - INF.IMM. | 6 | YES
W | IN VITRO DIAGNOSTIC MEDICAL DEVICES | W0105080807 | MULTICONSTITUENT CONTROLS - INF.IMM. | 6 | YES
W | IN VITRO DIAGNOSTIC MEDICAL DEVICES | W0105080808 | ALL INFECTIOUS DISEASES CONTROLS - NAT | 6 | YES
W | IN VITRO DIAGNOSTIC MEDICAL DEVICES | W0105080899 | CONTROLS - INF. IMMUNOLOGY - OTHER | 6 | YES
W | IN VITRO DIAGNOSTIC MEDICAL DEVICES | W01050809 | STANDARDS AND CALIBRATORS - INFECT. IMMUNOLOGY/NAT | 5 | NO
W | IN VITRO DIAGNOSTIC MEDICAL DEVICES | W0105080901 | BACTERIOLOGY STANDARDS AND CALIBRATORS - INF.IMM. | 6 | YES
W | IN VITRO DIAGNOSTIC MEDICAL DEVICES | W0105080902 | HEPATITIS VIRUS STANDARDS AND CALIBRATORS - INF.IMM. | 6 | YES
W | IN VITRO DIAGNOSTIC MEDICAL DEVICES | W0105080903 | RETROVIRUS STANDARDS AND CALIBRATORS - INF.IMM. | 6 | YES
W | IN VITRO DIAGNOSTIC MEDICAL DEVICES | W0105080904 | OTHER VIROLOGY STANDARDS AND CALIBRATORS - INF.IMM. | 6 | YES
W | IN VITRO DIAGNOSTIC MEDICAL DEVICES | W0105080905 | PARASITOLOGY STANDARDS AND CALIBRATORS - INF.IMM. | 6 | YES
W | IN VITRO DIAGNOSTIC MEDICAL DEVICES | W0105080906 | MYCOLOGY STANDARDS AND CALIBRATORS - INF.IMM. | 6 | YES
W | IN VITRO DIAGNOSTIC MEDICAL DEVICES | W0105080907 | MULTICONSTITUENT STANDARDS AND CALIBRATORS - INF.IMM. | 6 | YES
W | IN VITRO DIAGNOSTIC MEDICAL DEVICES | W0105080908 | STANDARDS AND CALIBRATORS FOR ALL INFECTIONS/ NAT | 6 | YES
W | IN VITRO DIAGNOSTIC MEDICAL DEVICES | W0105080999 | STANDARDS AND CALIBRATORS - INF. IMMUNOLOGY - OTHER | 6 | YES
W | IN VITRO DIAGNOSTIC MEDICAL DEVICES | W010509 | INFECTIOUS IMMUNOLOGY - RAPID TESTS & POINT OF CARE | 4 | NO
W | IN VITRO DIAGNOSTIC MEDICAL DEVICES | W01050901 | BACTERIOLOGY - RT & POC | 5 | NO
W | IN VITRO DIAGNOSTIC MEDICAL DEVICES | W0105090101 | CHLAMYDIA AG - RT & POC | 6 | YES
W | IN VITRO DIAGNOSTIC MEDICAL DEVICES | W0105090102 | H. PYLORI - RT & POC | 6 | YES
W | IN VITRO DIAGNOSTIC MEDICAL DEVICES | W0105090103 | STREP. A - RT & POC | 6 | YES
W | IN VITRO DIAGNOSTIC MEDICAL DEVICES | W0105090104 | STREP. B - RT & POC | 6 | YES
W | IN VITRO DIAGNOSTIC MEDICAL DEVICES | W0105090105 | SYPHILIS - RT & POC | 6 | YES
W | IN VITRO DIAGNOSTIC MEDICAL DEVICES | W0105090106 | CLOST. DIFF. INCL GDH AND/OR TOXIN A AND B - RT & POC | 6 | YES
W | IN VITRO DIAGNOSTIC MEDICAL DEVICES | W0105090107 | MENINGITIS CAUSITIVE AGENTS - RT & POC | 6 | YES
W | IN VITRO DIAGNOSTIC MEDICAL DEVICES | W0105090108 | LEGIONELLA - RT & POC | 6 | YES
W | IN VITRO DIAGNOSTIC MEDICAL DEVICES | W0105090109 | STREP. PNEUMONIAE - RT & POC | 6 | YES
W | IN VITRO DIAGNOSTIC MEDICAL DEVICES | W0105090199 | BACTERIOLOGY - RT & POC - OTHER | 6 | YES
W | IN VITRO DIAGNOSTIC MEDICAL DEVICES | W01050902 | HEPATITIS VIRUSES - RT & POC | 5 | NO
W | IN VITRO DIAGNOSTIC MEDICAL DEVICES | W0105090201 | HBSAG - RT & POC | 6 | YES
W | IN VITRO DIAGNOSTIC MEDICAL DEVICES | W0105090202 | HCV ANTIBODY -RT & POC | 6 | YES
W | IN VITRO DIAGNOSTIC MEDICAL DEVICES | W0105090299 | HEPATITIS VIRUSES - RT & POC - OTHER | 6 | YES
W | IN VITRO DIAGNOSTIC MEDICAL DEVICES | W01050903 | RETROVIRUSES RT & POC | 5 | NO
W | IN VITRO DIAGNOSTIC MEDICAL DEVICES | W0105090301 | HIV 1 - RT & POC | 6 | YES
W | IN VITRO DIAGNOSTIC MEDICAL DEVICES | W0105090302 | HIV 1 / 2 - RT & POC | 6 | YES
W | IN VITRO DIAGNOSTIC MEDICAL DEVICES | W0105090303 | HIV AG/AB COMBI - RT & POC | 6 | YES
W | IN VITRO DIAGNOSTIC MEDICAL DEVICES | W0105090399 | RETROVIRUSES - RT & POC - OTHER | 6 | YES
W | IN VITRO DIAGNOSTIC MEDICAL DEVICES | W01050904 | PARASITOLOGY RT & POC | 5 | NO
W | IN VITRO DIAGNOSTIC MEDICAL DEVICES | W0105090401 | PLASMODIUM (MALARIA) - RT & POC | 6 | YES
W | IN VITRO DIAGNOSTIC MEDICAL DEVICES | W0105090499 | PARASITES - RT & POC - OTHER | 6 | YES
W | IN VITRO DIAGNOSTIC MEDICAL DEVICES | W01050905 | CORONAVIRUS RT & POC | 5 | NO
W | IN VITRO DIAGNOSTIC MEDICAL DEVICES | W0105090501 | CORONAVIRUS ANTIGEN (AG) - RT & POC | 6 | YES
W | IN VITRO DIAGNOSTIC MEDICAL DEVICES | W0105090502 | CORONAVIRUS ANTIBODY (AB) - RT & POC | 6 | YES
W | IN VITRO DIAGNOSTIC MEDICAL DEVICES | W0105090599 | OTHER CORONAVIRUS - RT & POC | 6 | YES
W | IN VITRO DIAGNOSTIC MEDICAL DEVICES | W01050906 | MULTIPLE PATHOGENS - RT & POC | 5 | NO
W | IN VITRO DIAGNOSTIC MEDICAL DEVICES | W0105090601 | CORONAVIRUS / INFLUENZA - RT & POC | 6 | YES
W | IN VITRO DIAGNOSTIC MEDICAL DEVICES | W0105090699 | OTHER MULTIPLE PATHOGENS - RT & POC | 6 | YES
W | IN VITRO DIAGNOSTIC MEDICAL DEVICES | W01050940 | CONTROLS, STANDARDS AND CALIBRATORS INFECTIOUS IMMUNOLOGY - RT & POC | 5 | NO
W | IN VITRO DIAGNOSTIC MEDICAL DEVICES | W0105094001 | CONTROLS INFECTIOUS IMMUNOLOGY - RT & POC | 6 | YES
W | IN VITRO DIAGNOSTIC MEDICAL DEVICES | W0105094002 | STANDARDS AND CALIBRATORS INFECTIOUS IMMUNOLOGY - RT & POC | 6 | YES
W | IN VITRO DIAGNOSTIC MEDICAL DEVICES | W01050990 | OTHER VIROLOGY RT & POC | 5 | NO
W | IN VITRO DIAGNOSTIC MEDICAL DEVICES | W0105099001 | CMV - RT & POC | 6 | YES
W | IN VITRO DIAGNOSTIC MEDICAL DEVICES | W0105099002 | RSV - RT & POC | 6 | YES
W | IN VITRO DIAGNOSTIC MEDICAL DEVICES | W0105099003 | MONONUCLEOSIS (EBV) - RT & POC | 6 | YES
W | IN VITRO DIAGNOSTIC MEDICAL DEVICES | W0105099004 | INFLUENZA A AND /OR B - RT & POC | 6 | YES
W | IN VITRO DIAGNOSTIC MEDICAL DEVICES | W0105099006 | VZV - RT & POC | 6 | YES
W | IN VITRO DIAGNOSTIC MEDICAL DEVICES | W0105099007 | DENGUE - RT & POC | 6 | YES
W | IN VITRO DIAGNOSTIC MEDICAL DEVICES | W0105099008 | MONKEYPOX VIRUS / MPOX RT & POC | 6 | YES
W | IN VITRO DIAGNOSTIC MEDICAL DEVICES | W0105099099 | VIROLOGY - RT & POC - OTHER | 6 | YES
W | IN VITRO DIAGNOSTIC MEDICAL DEVICES | W010590 | OTHER INFECTIOUS IMMUNOLOGY/NAT | 4 | NO
W | IN VITRO DIAGNOSTIC MEDICAL DEVICES | W01059001 | INFECTIOUS IMMUNOLOGY | 5 | NO
W | IN VITRO DIAGNOSTIC MEDICAL DEVICES | W0105900101 | REAGENTS FOR DNA AND/OR RNA EXTRACTION AND PREPARATION: BACTERIA AND/OR VIRUS | 6 | YES
W | IN VITRO DIAGNOSTIC MEDICAL DEVICES | W0105900102 | REAGENTS FOR DNA AND/OR RNA AMPLIFICATION AND/OR DETECTION: BACTERIA AND/OR VIRUS | 6 | YES
W | IN VITRO DIAGNOSTIC MEDICAL DEVICES | W0105900103 | SUPPLEMENTAL NA REAGENTS | 6 | YES
W | IN VITRO DIAGNOSTIC MEDICAL DEVICES | W01059002 | OTHER INFECTIOUS IMMUNOLOGY REAGENTS | 5 | NO
W | IN VITRO DIAGNOSTIC MEDICAL DEVICES | W0105900201 | BUFFERS (UNASSIGNABLE ), SUPPLEM. REAGENTS, ETC | 6 | YES
W | IN VITRO DIAGNOSTIC MEDICAL DEVICES | W0105900299 | INFECTIOUS IMMUNOLOGY - OTHER | 6 | YES
W | IN VITRO DIAGNOSTIC MEDICAL DEVICES | W0106 | GENETIC TESTING | 3 | NO
W | IN VITRO DIAGNOSTIC MEDICAL DEVICES | W010601 | INBORN GENE OR CHROMOSOME ALTERATIONS | 4 | NO
W | IN VITRO DIAGNOSTIC MEDICAL DEVICES | W01060101 | MONOGENETIC DISORDERS | 5 | NO
W | IN VITRO DIAGNOSTIC MEDICAL DEVICES | W0106010101 | CYSTIC FIBROSIS | 6 | YES
W | IN VITRO DIAGNOSTIC MEDICAL DEVICES | W0106010102 | DUCHENNE MUSCULAR DYSTROPHY | 6 | YES
W | IN VITRO DIAGNOSTIC MEDICAL DEVICES | W0106010103 | FACTOR V LEIDEN | 6 | YES
W | IN VITRO DIAGNOSTIC MEDICAL DEVICES | W0106010104 | FRAGILE X SYNDROME | 6 | YES
W | IN VITRO DIAGNOSTIC MEDICAL DEVICES | W0106010105 | HAEMOCHROMATOSIS | 6 | YES
W | IN VITRO DIAGNOSTIC MEDICAL DEVICES | W0106010106 | HAEMOPHILIA | 6 | YES
W | IN VITRO DIAGNOSTIC MEDICAL DEVICES | W0106010107 | HUNTINGTON CHOREA | 6 | YES
W | IN VITRO DIAGNOSTIC MEDICAL DEVICES | W0106010108 | POLYCYSTIC KIDNEY DISEASE | 6 | YES
W | IN VITRO DIAGNOSTIC MEDICAL DEVICES | W0106010109 | SICKLE CELL ANEMIA | 6 | YES
W | IN VITRO DIAGNOSTIC MEDICAL DEVICES | W0106010110 | TAY SACHS DISEASE | 6 | YES
W | IN VITRO DIAGNOSTIC MEDICAL DEVICES | W0106010111 | THALASSAEMIA | 6 | YES
W | IN VITRO DIAGNOSTIC MEDICAL DEVICES | W0106010112 | FRIEDREICH'S ATAXIA | 6 | YES
W | IN VITRO DIAGNOSTIC MEDICAL DEVICES | W0106010113 | SPINOCEREBELLAR ATAXINS TYPE 1,2,3,6,7,8 | 6 | YES
W | IN VITRO DIAGNOSTIC MEDICAL DEVICES | W0106010114 | PROTHROMBIN MUTATION | 6 | YES
W | IN VITRO DIAGNOSTIC MEDICAL DEVICES | W0106010115 | COMBINED FACTOR II / FACTOR V LEIDEN | 6 | YES
W | IN VITRO DIAGNOSTIC MEDICAL DEVICES | W0106010116 | OTHER THROMBOPHILIA MUTATIONS (PROC, PROS1, MTHFR, SERPINC1, SEPINE1, F11, F12, F13, OTHER F2/F5) | 6 | YES
W | IN VITRO DIAGNOSTIC MEDICAL DEVICES | W0106010117 | OTHER HEMOPHILIA MUTATIONS (VWF, F8, F9) | 6 | YES
W | IN VITRO DIAGNOSTIC MEDICAL DEVICES | W0106010118 | MYOTONIC DYSTROPHY TYPE 1 OR STEINERT'S DISEASE | 6 | YES
W | IN VITRO DIAGNOSTIC MEDICAL DEVICES | W0106010199 | MONOGENETIC DISORDERS TESTS - OTHER | 6 | YES
W | IN VITRO DIAGNOSTIC MEDICAL DEVICES | W01060102 | POLYGENETIC DISORDERS | 5 | NO
W | IN VITRO DIAGNOSTIC MEDICAL DEVICES | W0106010201 | ALZHEIMER'S DISEASE | 6 | YES
W | IN VITRO DIAGNOSTIC MEDICAL DEVICES | W0106010202 | ASTHMA | 6 | YES
W | IN VITRO DIAGNOSTIC MEDICAL DEVICES | W0106010203 | ATHEROSCLEROSIS | 6 | YES
W | IN VITRO DIAGNOSTIC MEDICAL DEVICES | W0106010204 | DIABETES | 6 | YES
W | IN VITRO DIAGNOSTIC MEDICAL DEVICES | W0106010205 | HYPERTENSION | 6 | YES
W | IN VITRO DIAGNOSTIC MEDICAL DEVICES | W0106010206 | MULTIPLE SCLEROSIS | 6 | YES
W | IN VITRO DIAGNOSTIC MEDICAL DEVICES | W0106010207 | OSTEOPOROSIS | 6 | YES
W | IN VITRO DIAGNOSTIC MEDICAL DEVICES | W0106010299 | POLYGENETIC DISORDERS TESTS - OTHER | 6 | YES
W | IN VITRO DIAGNOSTIC MEDICAL DEVICES | W01060103 | CHROMOSOMAL DISORDERS | 5 | NO
W | IN VITRO DIAGNOSTIC MEDICAL DEVICES | W0106010301 | DOWN'S SYNDROME | 6 | YES
W | IN VITRO DIAGNOSTIC MEDICAL DEVICES | W0106010302 | EDWARDS SYNDROME | 6 | YES
W | IN VITRO DIAGNOSTIC MEDICAL DEVICES | W0106010303 | KLINEFELTER SYNDROME | 6 | YES
W | IN VITRO DIAGNOSTIC MEDICAL DEVICES | W0106010304 | PÄTAU SYNDROME | 6 | YES
W | IN VITRO DIAGNOSTIC MEDICAL DEVICES | W0106010305 | TURNER SYNDROME | 6 | YES
W | IN VITRO DIAGNOSTIC MEDICAL DEVICES | W0106010306 | MULTIPLE DETECTION OF CHROMOSOMAL DISORDERS TESTS | 6 | YES
W | IN VITRO DIAGNOSTIC MEDICAL DEVICES | W0106010399 | CHROMOSOMAL DISORDERS TESTS - OTHER | 6 | YES
W | IN VITRO DIAGNOSTIC MEDICAL DEVICES | W01060104 | POLYMORPHISMS | 5 | NO
W | IN VITRO DIAGNOSTIC MEDICAL DEVICES | W0106010401 | HLA-TYPING | 6 | YES
W | IN VITRO DIAGNOSTIC MEDICAL DEVICES | W0106010402 | LACTOSE INTOLERANCE (POLYMORPHISMS) | 6 | YES
W | IN VITRO DIAGNOSTIC MEDICAL DEVICES | W0106010499 | POLYMORPHISM TESTS - OTHER | 6 | YES
W | IN VITRO DIAGNOSTIC MEDICAL DEVICES | W010602 | ACQUIRED GENE OR CHROMOSOME ALTERATIONS | 4 | NO
W | IN VITRO DIAGNOSTIC MEDICAL DEVICES | W01060201 | P53 | 5 | YES
W | IN VITRO DIAGNOSTIC MEDICAL DEVICES | W01060202 | K-RAS | 5 | YES
W | IN VITRO DIAGNOSTIC MEDICAL DEVICES | W01060203 | BRCA 1+2 | 5 | YES
W | IN VITRO DIAGNOSTIC MEDICAL DEVICES | W01060204 | RET | 5 | YES
W | IN VITRO DIAGNOSTIC MEDICAL DEVICES | W01060205 | C-MYC | 5 | YES
W | IN VITRO DIAGNOSTIC MEDICAL DEVICES | W01060206 | HNPCC | 5 | YES
W | IN VITRO DIAGNOSTIC MEDICAL DEVICES | W01060207 | APC | 5 | YES
W | IN VITRO DIAGNOSTIC MEDICAL DEVICES | W01060208 | T (9;22) | 5 | YES
W | IN VITRO DIAGNOSTIC MEDICAL DEVICES | W01060209 | T (8;14) | 5 | YES
W | IN VITRO DIAGNOSTIC MEDICAL DEVICES | W01060210 | T (14;18) | 5 | YES
W | IN VITRO DIAGNOSTIC MEDICAL DEVICES | W01060211 | INV (16) | 5 | YES
W | IN VITRO DIAGNOSTIC MEDICAL DEVICES | W01060212 | TELOMERASE | 5 | YES
W | IN VITRO DIAGNOSTIC MEDICAL DEVICES | W01060213 | HER-2/NEU (BREAST CANCER) | 5 | YES
W | IN VITRO DIAGNOSTIC MEDICAL DEVICES | W01060214 | COLORECTAL CANCER (MSI-H / DMMR) | 5 | YES
W | IN VITRO DIAGNOSTIC MEDICAL DEVICES | W01060215 | BLADDER CANCER DETECTION / MONITORING | 5 | YES
W | IN VITRO DIAGNOSTIC MEDICAL DEVICES | W01060299 | TESTS FOR ACQUIRED GENETIC OR CHROMOSOMAL ALTERATIONS - OTHER | 5 | YES
W | IN VITRO DIAGNOSTIC MEDICAL DEVICES | W010603 | MULTIPLE PARAMETERS - GENETIC TESTING | 4 | NO
W | IN VITRO DIAGNOSTIC MEDICAL DEVICES | W01060301 | PHARMACOGENOMICS | 5 | NO
W | IN VITRO DIAGNOSTIC MEDICAL DEVICES | W0106030101 | CYP 450 - INDIVIDUAL TEST | 6 | YES
W | IN VITRO DIAGNOSTIC MEDICAL DEVICES | W0106030102 | CYP 450 - MULTIPLE TESTS ON MICRO-ARRAYS | 6 | YES
W | IN VITRO DIAGNOSTIC MEDICAL DEVICES | W0106030103 | CYP2C9 | 6 | YES
W | IN VITRO DIAGNOSTIC MEDICAL DEVICES | W0106030104 | CYP2C19 | 6 | YES
W | IN VITRO DIAGNOSTIC MEDICAL DEVICES | W0106030105 | VKORC1 | 6 | YES
W | IN VITRO DIAGNOSTIC MEDICAL DEVICES | W010699 | GENETIC TESTS - OTHER | 4 | YES
W | IN VITRO DIAGNOSTIC MEDICAL DEVICES | W02 | IVD INSTRUMENTS | 2 | NO
W | IN VITRO DIAGNOSTIC MEDICAL DEVICES | W0201 | CHEMISTRY / IMMUNOCHEMISTRY INSTRUMENTS | 3 | NO
W | IN VITRO DIAGNOSTIC MEDICAL DEVICES | W020101 | CHEMISTRY INSTRUMENTS | 4 | NO
W | IN VITRO DIAGNOSTIC MEDICAL DEVICES | W02010101 | CHEMISTRY ANALYSERS | 5 | NO
W | IN VITRO DIAGNOSTIC MEDICAL DEVICES | W0201010101 | CHEMISTRY ANALYSERS - LOW ROUTINE (Random access without ISE mode test/h <= 400) | 6 | YES
W | IN VITRO DIAGNOSTIC MEDICAL DEVICES | W0201010102 | CHEMISTRY ANALYSERS - MODERATE ROUTINE (Random access without ISE mode test/h > 400 and <= 800) | 6 | YES
W | IN VITRO DIAGNOSTIC MEDICAL DEVICES | W0201010103 | CHEMISTRY ANALYSERS - MODERATE TO HIGH ROUTINE (Random access without ISE mode test/h > 800 and <= 1.200) | 6 | YES
W | IN VITRO DIAGNOSTIC MEDICAL DEVICES | W0201010104 | CHEMISTRY ANALYSERS - HIGH ROUTINE (Random access without ISE mode test/h > 1.200) | 6 | YES
W | IN VITRO DIAGNOSTIC MEDICAL DEVICES | W0201010105 | CHEMISTRY ANALYSERS - LOW ROUTINE (with ISE mode test/h <= 400) | 6 | YES
W | IN VITRO DIAGNOSTIC MEDICAL DEVICES | W0201010106 | CHEMISTRY ANALYSERS - MODERATE ROUTINE (with ISE mode test/h > 400 and <= 800) | 6 | YES
W | IN VITRO DIAGNOSTIC MEDICAL DEVICES | W0201010107 | CHEMISTRY ANALYSERS - MODERATE TO HIGH ROUTINE (with ISE mode test/h > 800 and <= 1.200) | 6 | YES
W | IN VITRO DIAGNOSTIC MEDICAL DEVICES | W0201010108 | CHEMISTRY ANALYSERS - HIGH ROUTINE (with ISE mode test/h > 1.200) | 6 | YES
W | IN VITRO DIAGNOSTIC MEDICAL DEVICES | W0201010180 | CHEMISTRY ANALYSERS - HARDWARE ACCESSORIES | 6 | YES
W | IN VITRO DIAGNOSTIC MEDICAL DEVICES | W0201010182 | CHEMISTRY ANALYSERS - SOFTWARE ACCESSORIES | 6 | YES
W | IN VITRO DIAGNOSTIC MEDICAL DEVICES | W0201010185 | CHEMISTRY ANALYSERS - CONSUMABLES | 6 | YES
W | IN VITRO DIAGNOSTIC MEDICAL DEVICES | W0201010192 | CHEMISTRY ANALYSERS - IVD MEDICAL DEVICE SOFTWARE | 6 | YES
W | IN VITRO DIAGNOSTIC MEDICAL DEVICES | W02010102 | LIMITED PANEL CHEMISTRY ANALYSERS | 5 | NO
W | IN VITRO DIAGNOSTIC MEDICAL DEVICES | W0201010201 | URINE ANALYSERS | 6 | NO
W | IN VITRO DIAGNOSTIC MEDICAL DEVICES | W020101020101 | URINE STRIP READERS | 7 | YES
W | IN VITRO DIAGNOSTIC MEDICAL DEVICES | W020101020102 | SEMI-AUTOMATED URINE ANALYSERS | 7 | YES
W | IN VITRO DIAGNOSTIC MEDICAL DEVICES | W020101020103 | AUTOMATED URINE ANALYSERS | 7 | YES
W | IN VITRO DIAGNOSTIC MEDICAL DEVICES | W020101020180 | AUTOMATED URINE ANALYSERS - HARDWARE ACCESSORIES | 7 | YES
W | IN VITRO DIAGNOSTIC MEDICAL DEVICES | W020101020182 | AUTOMATED URINE ANALYSERS - SOFTWARE ACCESSORIES | 7 | YES
W | IN VITRO DIAGNOSTIC MEDICAL DEVICES | W020101020185 | AUTOMATED URINE ANALYSERS - CONSUMABLES | 7 | YES
W | IN VITRO DIAGNOSTIC MEDICAL DEVICES | W020101020192 | AUTOMATED URINE ANALYSERS - IVD MEDICAL DEVICE SOFTWARE | 7 | YES
W | IN VITRO DIAGNOSTIC MEDICAL DEVICES | W0201010202 | URINARY SEDIMENT DEVICES | 6 | YES
W | IN VITRO DIAGNOSTIC MEDICAL DEVICES | W0201010203 | BLOOD-AMMONIA CHECKERS | 6 | YES
W | IN VITRO DIAGNOSTIC MEDICAL DEVICES | W0201010280 | LIMITED PANEL CHEMISTRY ANALYSERS - HARDWARE ACCESSORIES | 6 | YES
W | IN VITRO DIAGNOSTIC MEDICAL DEVICES | W0201010282 | LIMITED PANEL CHEMISTRY ANALYSERS - SOFTWARE ACCESSORIES | 6 | YES
W | IN VITRO DIAGNOSTIC MEDICAL DEVICES | W0201010285 | LIMITED PANEL CHEMISTRY ANALYSERS - CONSUMABLES | 6 | YES
W | IN VITRO DIAGNOSTIC MEDICAL DEVICES | W0201010292 | LIMITED PANEL CHEMISTRY ANALYSERS - IVD MEDICAL DEVICE SOFTWARE | 6 | YES
W | IN VITRO DIAGNOSTIC MEDICAL DEVICES | W0201010299 | LIMITED PANEL CHEMISTRY ANALYSERS - OTHER | 6 | YES
W | IN VITRO DIAGNOSTIC MEDICAL DEVICES | W02010199 | CHEMISTRY INSTRUMENTS - OTHER | 5 | YES
W | IN VITRO DIAGNOSTIC MEDICAL DEVICES | W020102 | IMMUNOCHEMISTRY INSTRUMENTS | 4 | NO
W | IN VITRO DIAGNOSTIC MEDICAL DEVICES | W02010201 | AUTOMATED IMMUNOCHEMISTRY ANALYSERS | 5 | NO
W | IN VITRO DIAGNOSTIC MEDICAL DEVICES | W0201020101 | AUTOMATED IMMUNOCHEMISTRY ANALYSERS - LOW ROUTINE (Throughput <= 100 test/h) | 6 | YES
W | IN VITRO DIAGNOSTIC MEDICAL DEVICES | W0201020102 | AUTOMATED IMMUNOCHEMISTRY ANALYSERS - MODERATE ROUTINE (Throughput > 100 and <= 250 test/h) | 6 | YES
W | IN VITRO DIAGNOSTIC MEDICAL DEVICES | W0201020103 | AUTOMATED IMMUNOCHEMISTRY ANALYSERS - MODERATE TO HIGH ROUTINE (Throughput > 250 and <= 700 test/h) | 6 | YES
W | IN VITRO DIAGNOSTIC MEDICAL DEVICES | W0201020104 | AUTOMATED IMMUNOCHEMISTRY ANALYSERS - HIGH ROUTINE (Throughput > 700 test/h) | 6 | YES
W | IN VITRO DIAGNOSTIC MEDICAL DEVICES | W0201020180 | AUTOMATED IMMUNOCHEMISTRY ANALYSERS - HARDWARE ACCESSORIES | 6 | YES
W | IN VITRO DIAGNOSTIC MEDICAL DEVICES | W0201020182 | AUTOMATED IMMUNOCHEMISTRY ANALYSERS - SOFTWARE ACCESSORIES | 6 | YES
W | IN VITRO DIAGNOSTIC MEDICAL DEVICES | W0201020185 | AUTOMATED IMMUNOCHEMISTRY ANALYSERS - CONSUMABLES | 6 | YES
W | IN VITRO DIAGNOSTIC MEDICAL DEVICES | W0201020192 | AUTOMATED IMMUNOCHEMISTRY ANALYSERS - IVD MEDICAL DEVICE SOFTWARE | 6 | YES
W | IN VITRO DIAGNOSTIC MEDICAL DEVICES | W02010202 | LIMITED PANEL IMMUNOCHEMISTRY ANALYSERS | 5 | NO
W | IN VITRO DIAGNOSTIC MEDICAL DEVICES | W0201020201 | IMMUNOCHEMISTRY READERS | 6 | YES
W | IN VITRO DIAGNOSTIC MEDICAL DEVICES | W0201020202 | BETA PARTICLES COUNTERS | 6 | YES
W | IN VITRO DIAGNOSTIC MEDICAL DEVICES | W0201020203 | GAMMA COUNTERS | 6 | YES
W | IN VITRO DIAGNOSTIC MEDICAL DEVICES | W0201020204 | NEPHELOMETERS | 6 | YES
W | IN VITRO DIAGNOSTIC MEDICAL DEVICES | W0201020205 | TURBIDIMETERS | 6 | YES
W | IN VITRO DIAGNOSTIC MEDICAL DEVICES | W0201020280 | LIMITED PANEL IMMUNOCHEMISTRY ANALYSERS - HARDWARE ACCESSORIES | 6 | YES
W | IN VITRO DIAGNOSTIC MEDICAL DEVICES | W0201020282 | LIMITED PANEL IMMUNOCHEMISTRY ANALYSERS - SOFTWARE ACCESSORIES | 6 | YES
W | IN VITRO DIAGNOSTIC MEDICAL DEVICES | W0201020285 | LIMITED PANEL IMMUNOCHEMISTRY ANALYSERS - CONSUMABLES | 6 | YES
W | IN VITRO DIAGNOSTIC MEDICAL DEVICES | W0201020292 | LIMITED PANEL IMMUNOCHEMISTRY ANALYSERS - IVD MEDICAL DEVICE SOFTWARE | 6 | YES
W | IN VITRO DIAGNOSTIC MEDICAL DEVICES | W0201020299 | LIMITED PANEL IMMUNOCHEMISTRY ANALYSERS - OTHER | 6 | YES
W | IN VITRO DIAGNOSTIC MEDICAL DEVICES | W02010299 | IMMUNOCHEMISTRY INSTRUMENTS - OTHER | 5 | YES
W | IN VITRO DIAGNOSTIC MEDICAL DEVICES | W020103 | INTEGRATED / MODULAR CHEMISTRY / IMMUNOCHEMISTRY INSTRUMENTS | 4 | NO
W | IN VITRO DIAGNOSTIC MEDICAL DEVICES | W02010301 | MIXED PANEL MULTIPARAMETER ANALYSERS | 5 | NO
W | IN VITRO DIAGNOSTIC MEDICAL DEVICES | W0201030101 | MIXED PANEL MULTIPARAMETER ANALYSERS - LOW ROUTINE (Throughput <= 800 test/h) | 6 | YES
W | IN VITRO DIAGNOSTIC MEDICAL DEVICES | W0201030102 | MIXED PANEL MULTIPARAMETER ANALYSERS - MODERATE ROUTINE (Throughput > 800 and <= 2000 test/h) | 6 | YES
W | IN VITRO DIAGNOSTIC MEDICAL DEVICES | W0201030103 | MIXED PANEL MULTIPARAMETER ANALYSERS - HIGH ROUTINE (Throughput > 2000 test/h) | 6 | YES
W | IN VITRO DIAGNOSTIC MEDICAL DEVICES | W0201030180 | MIXED PANEL MULTIPARAMETER ANALYSERS - HARDWARE ACCESSORIES | 6 | YES
W | IN VITRO DIAGNOSTIC MEDICAL DEVICES | W0201030182 | MIXED PANEL MULTIPARAMETER ANALYSERS - SOFTWARE ACCESSORIES | 6 | YES
W | IN VITRO DIAGNOSTIC MEDICAL DEVICES | W0201030185 | MIXED PANEL MULTIPARAMETER ANALYSERS - CONSUMABLES | 6 | YES
W | IN VITRO DIAGNOSTIC MEDICAL DEVICES | W0201030192 | MIXED PANEL MULTIPARAMETER ANALYSERS - IVD MEDICAL DEVICE SOFTWARE | 6 | YES
W | IN VITRO DIAGNOSTIC MEDICAL DEVICES | W02010399 | INTEGRATED / MODULAR CHEMISTRY / IMMUNOCHEMISTRY INSTRUMENTS - OTHER | 5 | YES
W | IN VITRO DIAGNOSTIC MEDICAL DEVICES | W020104 | BLOOD GAS ANALYSIS / ELECTROLYTE INSTRUMENTS | 4 | NO
W | IN VITRO DIAGNOSTIC MEDICAL DEVICES | W02010401 | BLOOD GAS ANALYSERS | 5 | NO
W | IN VITRO DIAGNOSTIC MEDICAL DEVICES | W0201040101 | BLOOD GAS ANALYSERS - WITH CLASSIC PROFILE (pH, pO2, pCO2, HCT + electrolytes) | 6 | YES
W | IN VITRO DIAGNOSTIC MEDICAL DEVICES | W0201040102 | BLOOD GAS ANALYSERS - WITH ADDITIONAL PARAMETERS (pH, pO2, pCO2, Hct + metabolites + electrolytes, CO-oximeter parameters and coagulation parameters) | 6 | YES
W | IN VITRO DIAGNOSTIC MEDICAL DEVICES | W0201040180 | BLOOD GAS ANALYSERS - HARDWARE ACCESSORIES | 6 | YES
W | IN VITRO DIAGNOSTIC MEDICAL DEVICES | W0201040182 | BLOOD GAS ANALYSERS - SOFTWARE ACCESSORIES | 6 | YES
W | IN VITRO DIAGNOSTIC MEDICAL DEVICES | W0201040185 | BLOOD GAS ANALYSERS - CONSUMABLES | 6 | YES
W | IN VITRO DIAGNOSTIC MEDICAL DEVICES | W0201040192 | BLOOD GAS ANALYSERS - IVD MEDICAL DEVICE SOFTWARE | 6 | YES
W | IN VITRO DIAGNOSTIC MEDICAL DEVICES | W02010402 | LIMITED PANEL ANALYSERS FOR BLOOD GAS ANALYSIS / ELECTROLYTES | 5 | NO
W | IN VITRO DIAGNOSTIC MEDICAL DEVICES | W0201040201 | ION SELECTIVE ELECTROLYTE ANALYSERS | 6 | YES
W | IN VITRO DIAGNOSTIC MEDICAL DEVICES | W0201040202 | FLAME PHOTOMETERS | 6 | YES
W | IN VITRO DIAGNOSTIC MEDICAL DEVICES | W0201040203 | CHLORIDE ANALYSERS | 6 | YES
W | IN VITRO DIAGNOSTIC MEDICAL DEVICES | W0201040280 | LIMITED PANEL ANALYSERS FOR BLOOD GAS ANALYSIS / ELECTROLYTE - HARDWARE ACCESSORIES | 6 | YES
W | IN VITRO DIAGNOSTIC MEDICAL DEVICES | W0201040282 | LIMITED PANEL ANALYSERS FOR BLOOD GAS ANALYSIS / ELECTROLYTES - SOFTWARE ACCESSORIES | 6 | YES
W | IN VITRO DIAGNOSTIC MEDICAL DEVICES | W0201040285 | LIMITED PANEL ANALYSERS FOR BLOOD GAS ANALYSIS / ELECTROLYTES - CONSUMABLES | 6 | YES
W | IN VITRO DIAGNOSTIC MEDICAL DEVICES | W0201040292 | LIMITED PANEL ANALYSERS FOR BLOOD GAS ANALYSIS / ELECTROLYTES - IVD MEDICAL DEVICE SOFTWARE | 6 | YES
W | IN VITRO DIAGNOSTIC MEDICAL DEVICES | W0201040299 | LIMITED PANEL ANALYSERS FOR BLOOD GAS ANALYSIS / ELECTROLYTES - OTHER | 6 | YES
W | IN VITRO DIAGNOSTIC MEDICAL DEVICES | W02010499 | BLOOD GAS ANALYSIS / ELECTROLYTE INSTRUMENTS - OTHER | 5 | YES
W | IN VITRO DIAGNOSTIC MEDICAL DEVICES | W020105 | ELECTROPHORESIS / CHROMATOGRAPHY INSTRUMENTS | 4 | NO
W | IN VITRO DIAGNOSTIC MEDICAL DEVICES | W02010501 | ELECTROPHORESIS INSTRUMENTS | 5 | NO
W | IN VITRO DIAGNOSTIC MEDICAL DEVICES | W0201050101 | AUTOMATED ELECTROPHORESIS SYSTEMS | 6 | YES
W | IN VITRO DIAGNOSTIC MEDICAL DEVICES | W0201050102 | LIMITED PANEL ELECTROPHORESIS ANALYSERS | 6 | NO
W | IN VITRO DIAGNOSTIC MEDICAL DEVICES | W020105010201 | SEMI-AUTOMATED ELECTROPHORESIS SYSTEMS | 7 | YES
W | IN VITRO DIAGNOSTIC MEDICAL DEVICES | W020105010202 | CAPILLARY ELECTROPHORESIS SYSTEMS | 7 | YES
W | IN VITRO DIAGNOSTIC MEDICAL DEVICES | W020105010203 | DENSITOMETERS | 7 | YES
W | IN VITRO DIAGNOSTIC MEDICAL DEVICES | W020105010280 | LIMITED PANEL ELECTROPHORESIS ANALYSERS - HARDWARE ACCESSORIES | 7 | YES
W | IN VITRO DIAGNOSTIC MEDICAL DEVICES | W020105010282 | LIMITED PANEL ELECTROPHORESIS ANALYSERS - SOFTWARE ACCESSORIES | 7 | YES
W | IN VITRO DIAGNOSTIC MEDICAL DEVICES | W020105010285 | LIMITED PANEL ELECTROPHORESIS ANALYSERS - CONSUMABLES | 7 | YES
W | IN VITRO DIAGNOSTIC MEDICAL DEVICES | W020105010292 | LIMITED PANEL ELECTROPHORESIS ANALYSERS - IVD MEDICAL DEVICE SOFTWARE | 7 | YES
W | IN VITRO DIAGNOSTIC MEDICAL DEVICES | W020105010299 | LIMITED PANEL ELECTROPHORESIS ANALYSERS - OTHER | 7 | YES
W | IN VITRO DIAGNOSTIC MEDICAL DEVICES | W0201050190 | VARIOUS ELECTROPHORESIS INSTRUMENTS | 6 | NO
W | IN VITRO DIAGNOSTIC MEDICAL DEVICES | W020105019001 | ELECTROPHORETIC GEL PROCESSORS | 7 | YES
W | IN VITRO DIAGNOSTIC MEDICAL DEVICES | W020105019002 | GEL DOCUMENTATION SYSTEMS | 7 | YES
W | IN VITRO DIAGNOSTIC MEDICAL DEVICES | W020105019080 | VARIOUS ELECTROPHORESIS INSTRUMENTS - HARDWARE ACCESSORIES | 7 | YES
W | IN VITRO DIAGNOSTIC MEDICAL DEVICES | W020105019082 | VARIOUS ELECTROPHORESIS INSTRUMENTS - SOFTWARE ACCESSORIES | 7 | YES
W | IN VITRO DIAGNOSTIC MEDICAL DEVICES | W020105019085 | VARIOUS ELECTROPHORESIS INSTRUMENTS - CONSUMABLES | 7 | YES
W | IN VITRO DIAGNOSTIC MEDICAL DEVICES | W020105019092 | VARIOUS ELECTROPHORESIS INSTRUMENTS - IVD MEDICAL DEVICE SOFTWARE | 7 | YES
W | IN VITRO DIAGNOSTIC MEDICAL DEVICES | W020105019099 | VARIOUS ELECTROPHORESIS INSTRUMENTS - OTHER | 7 | YES
W | IN VITRO DIAGNOSTIC MEDICAL DEVICES | W02010502 | CHROMATOGRAPHY INSTRUMENTS (HPLC) | 5 | NO
W | IN VITRO DIAGNOSTIC MEDICAL DEVICES | W0201050201 | HIGH PERFORMANCE LIQUID CHROMATOGRAPHY SYSTEMS | 6 | YES
W | IN VITRO DIAGNOSTIC MEDICAL DEVICES | W0201050280 | HIGH PERFORMANCE LIQUID CHROMATOGRAPHY SYSTEMS - HARDWARE ACCESSORIES | 6 | YES
W | IN VITRO DIAGNOSTIC MEDICAL DEVICES | W0201050282 | HIGH PERFORMANCE LIQUID CHROMATOGRAPHY SYSTEMS - SOFTWARE ACCESSORIES | 6 | YES
W | IN VITRO DIAGNOSTIC MEDICAL DEVICES | W0201050285 | HIGH PERFORMANCE LIQUID CHROMATOGRAPHY SYSTEMS - CONSUMABLES | 6 | YES
W | IN VITRO DIAGNOSTIC MEDICAL DEVICES | W0201050292 | HIGH PERFORMANCE LIQUID CHROMATOGRAPHY SYSTEMS - IVD MEDICAL DEVICE SOFTWARE | 6 | YES
W | IN VITRO DIAGNOSTIC MEDICAL DEVICES | W0201050299 | HIGH PERFORMANCE LIQUID CHROMATOGRAPHY SYSTEMS - OTHER | 6 | YES
W | IN VITRO DIAGNOSTIC MEDICAL DEVICES | W020106 | CHEMISTRY / IMMUNOCHEMISTRY RAPID TESTS + POC TESTS | 4 | NO
W | IN VITRO DIAGNOSTIC MEDICAL DEVICES | W02010601 | DIABETES MONITORING | 5 | NO
W | IN VITRO DIAGNOSTIC MEDICAL DEVICES | W0201060101 | GLYCOSILATED HEMOGLOBIN DEVICES | 6 | YES
W | IN VITRO DIAGNOSTIC MEDICAL DEVICES | W0201060102 | BLOOD GLUCOSE METERS | 6 | YES
W | IN VITRO DIAGNOSTIC MEDICAL DEVICES | W0201060190 | VARIOUS DIABETES MONITORING INSTRUMENTS | 6 | NO
W | IN VITRO DIAGNOSTIC MEDICAL DEVICES | W020106019080 | VARIOUS DIABETES MONITORING INSTRUMENTS - HARDWARE ACCESSORIES | 7 | YES
W | IN VITRO DIAGNOSTIC MEDICAL DEVICES | W020106019082 | VARIOUS DIABETES MONITORING INSTRUMENTS - SOFTWARE ACCESSORIES | 7 | YES
W | IN VITRO DIAGNOSTIC MEDICAL DEVICES | W020106019085 | VARIOUS DIABETES MONITORING INSTRUMENTS - CONSUMABLES | 7 | YES
W | IN VITRO DIAGNOSTIC MEDICAL DEVICES | W020106019092 | VARIOUS DIABETES MONITORING INSTRUMENTS - IVD MEDICAL DEVICE SOFTWARE | 7 | YES
W | IN VITRO DIAGNOSTIC MEDICAL DEVICES | W020106019099 | VARIOUS DIABETES MONITORING INSTRUMENTS - OTHER | 7 | YES
W | IN VITRO DIAGNOSTIC MEDICAL DEVICES | W02010690 | VARIOUS RAPID TEST CHEMISTRY / IMMUNOCHEMISTRY INSTRUMENTS ("POINT OF CARE" AND/OR EMERGENCY) | 5 | NO
W | IN VITRO DIAGNOSTIC MEDICAL DEVICES | W0201069001 | CARDIAC MARKER PORTABLE ANALYSERS | 6 | YES
W | IN VITRO DIAGNOSTIC MEDICAL DEVICES | W0201069002 | BLOOD GAS PORTABLE ANALYSERS | 6 | YES
W | IN VITRO DIAGNOSTIC MEDICAL DEVICES | W0201069003 | ALCOHOL ANALYSERS | 6 | YES
W | IN VITRO DIAGNOSTIC MEDICAL DEVICES | W0201069004 | BILIRUBINOMETERS | 6 | YES
W | IN VITRO DIAGNOSTIC MEDICAL DEVICES | W0201069005 | HEMOXIMETERS | 6 | YES
W | IN VITRO DIAGNOSTIC MEDICAL DEVICES | W0201069080 | VARIOUS RAPID TEST CHEMISTRY / IMMUNOCHEMISTRY INSTRUMENTS - HARDWARE ACCESSORIES | 6 | YES
W | IN VITRO DIAGNOSTIC MEDICAL DEVICES | W0201069082 | VARIOUS RAPID TEST CHEMISTRY / IMMUNOCHEMISTRY INSTRUMENTS - SOFTWARE ACCESSORIES | 6 | YES
W | IN VITRO DIAGNOSTIC MEDICAL DEVICES | W0201069085 | VARIOUS RAPID TEST CHEMISTRY / IMMUNOCHEMISTRY INSTRUMENTS - CONSUMABLES | 6 | YES
W | IN VITRO DIAGNOSTIC MEDICAL DEVICES | W0201069092 | VARIOUS RAPID TEST CHEMISTRY / IMMUNOCHEMISTRY INSTRUMENTS - IVD MEDICAL DEVICE SOFTWARE | 6 | YES
W | IN VITRO DIAGNOSTIC MEDICAL DEVICES | W0201069099 | VARIOUS RAPID TEST CHEMISTRY / IMMUNOCHEMISTRY INSTRUMENTS - OTHER | 6 | YES
W | IN VITRO DIAGNOSTIC MEDICAL DEVICES | W020107 | URINALYSIS (UR) - LABORATORY ANALYSERS | 4 | NO
W | IN VITRO DIAGNOSTIC MEDICAL DEVICES | W02010701 | URINALYSIS (UR) - LABORATORY ANALYSERS- INSTRUMENTS | 5 | YES
W | IN VITRO DIAGNOSTIC MEDICAL DEVICES | W02010780 | URINALYSIS (UR) - LABORATORY ANALYSERS - HARDWARE ACCESSORIES | 5 | YES
W | IN VITRO DIAGNOSTIC MEDICAL DEVICES | W02010782 | URINALYSIS (UR) - LABORATORY ANALYSERS - SOFTWARE ACCESSORIES | 5 | YES
W | IN VITRO DIAGNOSTIC MEDICAL DEVICES | W02010785 | URINALYSIS (UR) - LABORATORY ANALYSERS - CONSUMABLES | 5 | YES
W | IN VITRO DIAGNOSTIC MEDICAL DEVICES | W02010792 | URINALYSIS (UR) - LABORATORY ANALYSERS- IVD MEDICAL DEVICE SOFTWARE | 5 | YES
W | IN VITRO DIAGNOSTIC MEDICAL DEVICES | W0202 | HEMATOLOGY / HISTOLOGY / CYTOLOGY INSTRUMENTS | 3 | NO
W | IN VITRO DIAGNOSTIC MEDICAL DEVICES | W020201 | HAEMATOLOGY / CELL COUNTING | 4 | NO
W | IN VITRO DIAGNOSTIC MEDICAL DEVICES | W02020101 | AUTOMATED 5 PART DIFFERENTIAL HEMATOLOGY ANALYSERS | 5 | NO
W | IN VITRO DIAGNOSTIC MEDICAL DEVICES | W0202010101 | AUTOMATED WHOLE BLOOD HEMATOLOGY ANALYSERS - LOW ROUTINE (Throughput <= 100 samples/hr) | 6 | YES
W | IN VITRO DIAGNOSTIC MEDICAL DEVICES | W0202010102 | AUTOMATED WHOLE BLOOD HEMATOLOGY ANALYSERS - MODERATE ROUTINE (Throughput > 100 and <= 120 samples/hr) | 6 | YES
W | IN VITRO DIAGNOSTIC MEDICAL DEVICES | W0202010103 | AUTOMATED WHOLE BLOOD HEMATOLOGY ANALYSERS - HIGH ROUTINE (Throughput > 120 samples/hr) | 6 | YES
W | IN VITRO DIAGNOSTIC MEDICAL DEVICES | W0202010180 | AUTOMATED WHOLE BLOOD HEMATOLOGY ANALYSERS - HARDWARE ACCESSORIES | 6 | YES
W | IN VITRO DIAGNOSTIC MEDICAL DEVICES | W0202010182 | AUTOMATED WHOLE BLOOD HEMATOLOGY ANALYSERS - SOFTWARE ACCESSORIES | 6 | YES
W | IN VITRO DIAGNOSTIC MEDICAL DEVICES | W0202010185 | AUTOMATED WHOLE BLOOD HEMATOLOGY ANALYSERS - CONSUMABLES | 6 | YES
W | IN VITRO DIAGNOSTIC MEDICAL DEVICES | W0202010192 | AUTOMATED WHOLE BLOOD HEMATOLOGY ANALYSERS - IVD MEDICAL DEVICE SOFTWARE | 6 | YES
W | IN VITRO DIAGNOSTIC MEDICAL DEVICES | W02020102 | LIMITED PANEL CELL COUNTING ANALYSERS | 5 | NO
W | IN VITRO DIAGNOSTIC MEDICAL DEVICES | W0202010201 | AUTOMATED 3 PART HEMATOLOGY ANALYSERS | 6 | YES
W | IN VITRO DIAGNOSTIC MEDICAL DEVICES | W0202010202 | SEMI-AUTOMATED HEMATOLOGY ANALYSERS | 6 | YES
W | IN VITRO DIAGNOSTIC MEDICAL DEVICES | W0202010280 | LIMITED PANEL CELL COUNTING ANALYSERS - HARDWARE ACCESSORIES | 6 | YES
W | IN VITRO DIAGNOSTIC MEDICAL DEVICES | W0202010282 | LIMITED PANEL CELL COUNTING ANALYSERS - SOFTWARE ACCESSORIES | 6 | YES
W | IN VITRO DIAGNOSTIC MEDICAL DEVICES | W0202010285 | LIMITED PANEL CELL COUNTING ANALYSERS - CONSUMABLES | 6 | YES
W | IN VITRO DIAGNOSTIC MEDICAL DEVICES | W0202010292 | LIMITED PANEL CELL COUNTING ANALYSERS - IVD MEDICAL DEVICE SOFTWARE | 6 | YES
W | IN VITRO DIAGNOSTIC MEDICAL DEVICES | W0202010299 | LIMITED PANEL CELL COUNTING ANALYSERS - OTHER | 6 | YES
W | IN VITRO DIAGNOSTIC MEDICAL DEVICES | W02020199 | CELL COUNTING INSTRUMENTS - OTHER | 5 | YES
W | IN VITRO DIAGNOSTIC MEDICAL DEVICES | W020202 | HEMOSTASIS | 4 | NO
W | IN VITRO DIAGNOSTIC MEDICAL DEVICES | W02020201 | COAGULOMETERS | 5 | NO
W | IN VITRO DIAGNOSTIC MEDICAL DEVICES | W0202020101 | SEMI-AUTOMATED COAGULOMETERS | 6 | YES
W | IN VITRO DIAGNOSTIC MEDICAL DEVICES | W0202020102 | AUTOMATED COAGULOMETERS | 6 | YES
W | IN VITRO DIAGNOSTIC MEDICAL DEVICES | W0202020180 | COAGULOMETERS - HARDWARE ACCESSORIES | 6 | YES
W | IN VITRO DIAGNOSTIC MEDICAL DEVICES | W0202020182 | COAGULOMETERS - SOFTWARE ACCESSORIES | 6 | YES
W | IN VITRO DIAGNOSTIC MEDICAL DEVICES | W0202020185 | COAGULOMETERS - CONSUMABLES | 6 | YES
W | IN VITRO DIAGNOSTIC MEDICAL DEVICES | W0202020192 | COAGULOMETERS - IVD MEDICAL DEVICE SOFTWARE | 6 | YES
W | IN VITRO DIAGNOSTIC MEDICAL DEVICES | W02020290 | VARIOUS HEMOSTASIS INSTRUMENTS | 5 | NO
W | IN VITRO DIAGNOSTIC MEDICAL DEVICES | W0202029001 | THROMBELASTOGRAPHS | 6 | YES
W | IN VITRO DIAGNOSTIC MEDICAL DEVICES | W0202029080 | VARIOUS HEMOSTASIS INSTRUMENTS - HARDWARE ACCESSORIES | 6 | YES
W | IN VITRO DIAGNOSTIC MEDICAL DEVICES | W0202029082 | VARIOUS HEMOSTASIS INSTRUMENTS - SOFTWARE ACCESSORIES | 6 | YES
W | IN VITRO DIAGNOSTIC MEDICAL DEVICES | W0202029085 | VARIOUS HEMOSTASIS INSTRUMENTS - CONSUMABLES | 6 | YES
W | IN VITRO DIAGNOSTIC MEDICAL DEVICES | W0202029092 | VARIOUS HEMOSTASIS INSTRUMENTS - IVD MEDICAL DEVICE SOFTWARE | 6 | YES
W | IN VITRO DIAGNOSTIC MEDICAL DEVICES | W0202029099 | VARIOUS HEMOSTASIS INSTRUMENTS - OTHER | 6 | YES
W | IN VITRO DIAGNOSTIC MEDICAL DEVICES | W020203 | BLOOD GROUPING INSTRUMENTS | 4 | NO
W | IN VITRO DIAGNOSTIC MEDICAL DEVICES | W02020301 | BLOOD GROUPING ANALYSERS | 5 | NO
W | IN VITRO DIAGNOSTIC MEDICAL DEVICES | W0202030101 | BLOOD GROUPING ANALYSERS - MANUAL OR SEMI-AUTOMATED | 6 | YES
W | IN VITRO DIAGNOSTIC MEDICAL DEVICES | W0202030102 | AUTOMATED BLOOD GROUPING ANALYSERS | 6 | YES
W | IN VITRO DIAGNOSTIC MEDICAL DEVICES | W0202030180 | BLOOD GROUPING ANALYSERS - HARDWARE ACCESSORIES | 6 | YES
W | IN VITRO DIAGNOSTIC MEDICAL DEVICES | W0202030182 | BLOOD GROUPING ANALYSERS - SOFTWARE ACCESSORIES | 6 | YES
W | IN VITRO DIAGNOSTIC MEDICAL DEVICES | W0202030185 | BLOOD GROUPING ANALYSERS - CONSUMABLES | 6 | YES
W | IN VITRO DIAGNOSTIC MEDICAL DEVICES | W0202030192 | BLOOD GROUPING ANALYSERS - IVD MEDICAL DEVICE SOFTWARE | 6 | YES
W | IN VITRO DIAGNOSTIC MEDICAL DEVICES | W02020302 | LIMITED PANEL BLOOD GROUPING ANALYSERS | 5 | NO
W | IN VITRO DIAGNOSTIC MEDICAL DEVICES | W0202030201 | IMMUNOHEMATOLOGY READERS | 6 | YES
W | IN VITRO DIAGNOSTIC MEDICAL DEVICES | W0202030202 | TRANSILLUMINATORS | 6 | YES
W | IN VITRO DIAGNOSTIC MEDICAL DEVICES | W0202030203 | LIMITED PANEL BLOOD GROUPING ANALYSERS - OTHER | 6 | YES
W | IN VITRO DIAGNOSTIC MEDICAL DEVICES | W0202030280 | LIMITED PANEL BLOOD GROUPING ANALYSERS - HARDWARE ACCESSORIES | 6 | YES
W | IN VITRO DIAGNOSTIC MEDICAL DEVICES | W0202030282 | LIMITED PANEL BLOOD GROUPING ANALYSERS - SOFTWARE ACCESSORIES | 6 | YES
W | IN VITRO DIAGNOSTIC MEDICAL DEVICES | W0202030285 | LIMITED PANEL BLOOD GROUPING ANALYSERS - CONSUMABLES | 6 | YES
W | IN VITRO DIAGNOSTIC MEDICAL DEVICES | W0202030292 | LIMITED PANEL BLOOD GROUPING ANALYSERS - IVD MEDICAL DEVICE SOFTWARE | 6 | YES
W | IN VITRO DIAGNOSTIC MEDICAL DEVICES | W02020399 | BLOOD GROUPING INSTRUMENTS - OTHER | 5 | YES
W | IN VITRO DIAGNOSTIC MEDICAL DEVICES | W020204 | FLOW CYTOMETRY INSTRUMENTS | 4 | NO
W | IN VITRO DIAGNOSTIC MEDICAL DEVICES | W02020401 | CYTOFLOWMETERS | 5 | NO
W | IN VITRO DIAGNOSTIC MEDICAL DEVICES | W0202040101 | CYTOFLOWMETERS - LOW ROUTINE | 6 | YES
W | IN VITRO DIAGNOSTIC MEDICAL DEVICES | W0202040102 | CYTOFLOWMETERS - MODERATE ROUTINE | 6 | YES
W | IN VITRO DIAGNOSTIC MEDICAL DEVICES | W0202040103 | CYTOFLOWMETERS - HIGH ROUTINE | 6 | YES
W | IN VITRO DIAGNOSTIC MEDICAL DEVICES | W0202040180 | CYTOFLOWMETERS - HARDWARE ACCESSORIES | 6 | YES
W | IN VITRO DIAGNOSTIC MEDICAL DEVICES | W0202040182 | CYTOFLOWMETERS - SOFTWARE ACCESSORIES | 6 | YES
W | IN VITRO DIAGNOSTIC MEDICAL DEVICES | W0202040185 | CYTOFLOWMETERS - CONSUMABLES | 6 | YES
W | IN VITRO DIAGNOSTIC MEDICAL DEVICES | W0202040192 | CYTOFLOWMETERS - IVD MEDICAL DEVICE SOFTWARE | 6 | YES
W | IN VITRO DIAGNOSTIC MEDICAL DEVICES | W02020499 | FLOW CYTOMETRY INSTRUMENTS - OTHER | 5 | YES
W | IN VITRO DIAGNOSTIC MEDICAL DEVICES | W020205 | HISTOLOGY / CYTOLOGY | 4 | NO
W | IN VITRO DIAGNOSTIC MEDICAL DEVICES | W02020501 | HISTOLOGICAL SAMPLES ANALYSERS | 5 | YES
W | IN VITRO DIAGNOSTIC MEDICAL DEVICES | W02020502 | CERVICAL SCREENING SYSTEMS | 5 | YES
W | IN VITRO DIAGNOSTIC MEDICAL DEVICES | W02020503 | LABORATORY INSTRUMENTS FOR MICROSCOPIC INVESTIGATIONS | 5 | NO
W | IN VITRO DIAGNOSTIC MEDICAL DEVICES | W0202050301 | ELECTRON MICROSCOPES | 6 | YES
W | IN VITRO DIAGNOSTIC MEDICAL DEVICES | W0202050302 | LASER SCANNING MICROSCOPES | 6 | YES
W | IN VITRO DIAGNOSTIC MEDICAL DEVICES | W0202050303 | OPTICAL LABORATORY MICROSCOPES | 6 | YES
W | IN VITRO DIAGNOSTIC MEDICAL DEVICES | W0202050304 | DIGITAL LABORATORY MICROSCOPES | 6 | YES
W | IN VITRO DIAGNOSTIC MEDICAL DEVICES | W0202050380 | LABORATORY INSTRUMENTS FOR MICROSCOPIC INVESTIGATIONS - HARDWARE ACCESSORIES | 6 | YES
W | IN VITRO DIAGNOSTIC MEDICAL DEVICES | W0202050382 | LABORATORY INSTRUMENTS FOR MICROSCOPIC INVESTIGATIONS - SOFTWARE ACCESSORIES | 6 | YES
W | IN VITRO DIAGNOSTIC MEDICAL DEVICES | W0202050385 | LABORATORY INSTRUMENTS FOR MICROSCOPIC INVESTIGATIONS - CONSUMABLES | 6 | YES
W | IN VITRO DIAGNOSTIC MEDICAL DEVICES | W0202050392 | LABORATORY INSTRUMENTS FOR MICROSCOPIC INVESTIGATIONS - IVD MEDICAL DEVICE SOFTWARE | 6 | YES
W | IN VITRO DIAGNOSTIC MEDICAL DEVICES | W02020590 | VARIOUS PROCESSING INSTRUMENTS FOR HYSTOLOGY / CYTOLOGY | 5 | NO
W | IN VITRO DIAGNOSTIC MEDICAL DEVICES | W0202059001 | IMMUNOHISTOCHEMISTRY PROCESSORS | 6 | YES
W | IN VITRO DIAGNOSTIC MEDICAL DEVICES | W0202059002 | AUTOMATED SLIDE STAINERS | 6 | YES
W | IN VITRO DIAGNOSTIC MEDICAL DEVICES | W0202059003 | CRYOSTAT MICROTOMES | 6 | YES
W | IN VITRO DIAGNOSTIC MEDICAL DEVICES | W0202059004 | TISSUE EMBEDDING PROCESSORS | 6 | YES
W | IN VITRO DIAGNOSTIC MEDICAL DEVICES | W0202059005 | MICROTOMES | 6 | YES
W | IN VITRO DIAGNOSTIC MEDICAL DEVICES | W0202059006 | LASER MICRODISSECTION SYSTEMS | 6 | YES
W | IN VITRO DIAGNOSTIC MEDICAL DEVICES | W0202059007 | MICROMANIPULATORS | 6 | YES
W | IN VITRO DIAGNOSTIC MEDICAL DEVICES | W0202059008 | AUTOMATED COVERSLIPPERS | 6 | YES
W | IN VITRO DIAGNOSTIC MEDICAL DEVICES | W0202059009 | PARAFFIN DISPENSERS | 6 | YES
W | IN VITRO DIAGNOSTIC MEDICAL DEVICES | W0202059010 | TISSUE PROCESSORS | 6 | YES
W | IN VITRO DIAGNOSTIC MEDICAL DEVICES | W0202059011 | SAMPLE PREPARATION UNITS FOR CHROMOSOMIC ANALYSIS | 6 | YES
W | IN VITRO DIAGNOSTIC MEDICAL DEVICES | W0202059012 | COOLING PARAFFIN PLATES | 6 | YES
W | IN VITRO DIAGNOSTIC MEDICAL DEVICES | W0202059013 | HEATED FORCEPS | 6 | YES
W | IN VITRO DIAGNOSTIC MEDICAL DEVICES | W0202059014 | SOLVENT DISTILLERS | 6 | YES
W | IN VITRO DIAGNOSTIC MEDICAL DEVICES | W0202059015 | CUTTING STATION FOR HISTOLOGICAL SAMPLES | 6 | YES
W | IN VITRO DIAGNOSTIC MEDICAL DEVICES | W0202059016 | AUTOMATED DEWAXING SYSTEMS | 6 | YES
W | IN VITRO DIAGNOSTIC MEDICAL DEVICES | W0202059017 | CASSETTE / SLIDE PRINTERS | 6 | YES
W | IN VITRO DIAGNOSTIC MEDICAL DEVICES | W0202059080 | VARIOUS PROCESSING INSTRUMENTS FOR HYSTOLOGY / CYTOLOGY - HARDWARE ACCESSORIES | 6 | YES
W | IN VITRO DIAGNOSTIC MEDICAL DEVICES | W0202059082 | VARIOUS PROCESSING INSTRUMENTS FOR HYSTOLOGY / CYTOLOGY - SOFTWARE ACCESSORIES | 6 | YES
W | IN VITRO DIAGNOSTIC MEDICAL DEVICES | W0202059085 | VARIOUS PROCESSING INSTRUMENTS FOR HYSTOLOGY / CYTOLOGY - CONSUMABLES | 6 | YES
W | IN VITRO DIAGNOSTIC MEDICAL DEVICES | W0202059092 | VARIOUS PROCESSING INSTRUMENTS FOR HYSTOLOGY / CYTOLOGY - IVD MEDICAL DEVICE SOFTWARE | 6 | YES
W | IN VITRO DIAGNOSTIC MEDICAL DEVICES | W0202059099 | VARIOUS PROCESSING INSTRUMENTS FOR HYSTOLOGY / CYTOLOGY - OTHER | 6 | YES
W | IN VITRO DIAGNOSTIC MEDICAL DEVICES | W020206 | RAPID TEST HEMATOLOGY / HISTOLOGY / CYTOLOGY INSTRUMENTS | 4 | NO
W | IN VITRO DIAGNOSTIC MEDICAL DEVICES | W02020601 | RAPID TEST CELL COUNT INSTRUMENTS | 5 | YES
W | IN VITRO DIAGNOSTIC MEDICAL DEVICES | W02020602 | RAPID TEST HEMOSTASIS INSTRUMENTS | 5 | YES
W | IN VITRO DIAGNOSTIC MEDICAL DEVICES | W02020680 | RAPID TEST HEMATOLOGY / HISTOLOGY / CYTOLOGY INSTRUMENTS - HARDWARE ACCESSORIES | 5 | YES
W | IN VITRO DIAGNOSTIC MEDICAL DEVICES | W02020682 | RAPID TEST HEMATOLOGY / HISTOLOGY / CYTOLOGY INSTRUMENTS - SOFTWARE ACCESSORIES | 5 | YES
W | IN VITRO DIAGNOSTIC MEDICAL DEVICES | W02020685 | RAPID TEST HEMATOLOGY / HISTOLOGY / CYTOLOGY INSTRUMENTS - CONSUMABLES | 5 | YES
W | IN VITRO DIAGNOSTIC MEDICAL DEVICES | W02020692 | RAPID TEST HEMATOLOGY / HISTOLOGY / CYTOLOGY INSTRUMENTS - IVD MEDICAL DEVICE SOFTWARE | 5 | YES
W | IN VITRO DIAGNOSTIC MEDICAL DEVICES | W02020699 | RAPID TEST HEMATOLOGY / HISTOLOGY / CYTOLOGY INSTRUMENTS - OTHER | 5 | YES
W | IN VITRO DIAGNOSTIC MEDICAL DEVICES | W020290 | VARIOUS HEMATOLOGY / HISTOLOGY /CYTOLOGY INSTRUMENTS | 4 | NO
W | IN VITRO DIAGNOSTIC MEDICAL DEVICES | W02029001 | ERYTHROCYTE SEDIMENTATION RATE DEVICES | 5 | YES
W | IN VITRO DIAGNOSTIC MEDICAL DEVICES | W02029002 | BLOOD PHOTODYNAMIC TREATMENT UNITS | 5 | YES
W | IN VITRO DIAGNOSTIC MEDICAL DEVICES | W02029003 | AUTOMATED BLOOD COMPONENT EXTRACTORS | 5 | YES
W | IN VITRO DIAGNOSTIC MEDICAL DEVICES | W02029005 | CYTOFLUOROMETRIC PREPARATION UNITS | 5 | YES
W | IN VITRO DIAGNOSTIC MEDICAL DEVICES | W02029006 | APHERESIS UNITS | 5 | YES
W | IN VITRO DIAGNOSTIC MEDICAL DEVICES | W02029007 | IMMUNOMAGNETIC CELLULAR SEPARATION SYSTEMS | 5 | YES
W | IN VITRO DIAGNOSTIC MEDICAL DEVICES | W02029008 | TUBING WELDERS | 5 | YES
W | IN VITRO DIAGNOSTIC MEDICAL DEVICES | W02029009 | BLOOD BAG PRESSES | 5 | YES
W | IN VITRO DIAGNOSTIC MEDICAL DEVICES | W02029010 | BAG SEALERS | 5 | YES
W | IN VITRO DIAGNOSTIC MEDICAL DEVICES | W02029080 | VARIOUS HEMATOLOGY / HISTOLOGY / CYTOLOGY INSTRUMENTS - HARDWARE ACCESSORIES | 5 | YES
W | IN VITRO DIAGNOSTIC MEDICAL DEVICES | W02029082 | VARIOUS HEMATOLOGY / HISTOLOGY / CYTOLOGY INSTRUMENTS - SOFTWARE ACCESSORIES | 5 | YES
W | IN VITRO DIAGNOSTIC MEDICAL DEVICES | W02029085 | VARIOUS HEMATOLOGY / HISTOLOGY / CYTOLOGY INSTRUMENTS - CONSUMABLES | 5 | YES
W | IN VITRO DIAGNOSTIC MEDICAL DEVICES | W02029092 | VARIOUS HEMATOLOGY / HISTOLOGY / CYTOLOGY INSTRUMENTS - IVD MEDICAL DEVICE SOFTWARE | 5 | YES
W | IN VITRO DIAGNOSTIC MEDICAL DEVICES | W02029099 | VARIOUS HEMATOLOGY / HISTOLOGY / CYTOLOGY INSTRUMENTS - OTHER | 5 | YES
W | IN VITRO DIAGNOSTIC MEDICAL DEVICES | W0203 | MICROBIOLOGY INSTRUMENTS (CULTURES) | 3 | NO
W | IN VITRO DIAGNOSTIC MEDICAL DEVICES | W020301 | MICROBIOLOGY SUSCEPTIBILITY / IDENTIFICATION | 4 | NO
W | IN VITRO DIAGNOSTIC MEDICAL DEVICES | W02030101 | ANTIBIOTIC SUSCEPTIBILITY ANALYSERS | 5 | NO
W | IN VITRO DIAGNOSTIC MEDICAL DEVICES | W0203010180 | ANTIBIOTIC SUSCEPTIBILITY ANALYSERS - HARDWARE ACCESSORIES | 6 | YES
W | IN VITRO DIAGNOSTIC MEDICAL DEVICES | W0203010182 | ANTIBIOTIC SUSCEPTIBILITY ANALYSERS - SOFTWARE ACCESSORIES | 6 | YES
W | IN VITRO DIAGNOSTIC MEDICAL DEVICES | W0203010185 | ANTIBIOTIC SUSCEPTIBILITY ANALYSERS - CONSUMABLES | 6 | YES
W | IN VITRO DIAGNOSTIC MEDICAL DEVICES | W0203010192 | ANTIBIOTIC SUSCEPTIBILITY ANALYSERS - IVD MEDICAL DEVICE SOFTWARE | 6 | YES
W | IN VITRO DIAGNOSTIC MEDICAL DEVICES | W02030199 | ANTIBIOTIC SUSCEPTIBILITY ANALYSERS - OTHER | 5 | YES
W | IN VITRO DIAGNOSTIC MEDICAL DEVICES | W020302 | BLOOD CULTURES AND MYCOBACTERIA | 4 | NO
W | IN VITRO DIAGNOSTIC MEDICAL DEVICES | W02030201 | AUTOMATED BLOOD CULTURE ANALYSERS | 5 | YES
W | IN VITRO DIAGNOSTIC MEDICAL DEVICES | W02030299 | INSTRUMENTS FOR BLOOD CULTURES AND MYCOBACTERIA - OTHER | 5 | YES
W | IN VITRO DIAGNOSTIC MEDICAL DEVICES | W020303 | MASS - SPECTROMETRY SYSTEM | 4 | YES
W | IN VITRO DIAGNOSTIC MEDICAL DEVICES | W020304 | MICROBIOLOGY GRAM STAINER | 4 | YES
W | IN VITRO DIAGNOSTIC MEDICAL DEVICES | W020305 | PLATES STREAKING EQUIPMENT (STREAKER/ INCUBATOR/ READER) | 4 | YES
W | IN VITRO DIAGNOSTIC MEDICAL DEVICES | W020306 | URINARY SCREENING SYSTEM | 4 | YES
W | IN VITRO DIAGNOSTIC MEDICAL DEVICES | W020390 | VARIOUS MICROBIOLOGY INSTRUMENTS | 4 | NO
W | IN VITRO DIAGNOSTIC MEDICAL DEVICES | W02039001 | COLONY COUNTERS | 5 | YES
W | IN VITRO DIAGNOSTIC MEDICAL DEVICES | W02039002 | CARBON DIOXIDE INCUBATORS | 5 | YES
W | IN VITRO DIAGNOSTIC MEDICAL DEVICES | W02039003 | PETRI DISH FILLERS | 5 | YES
W | IN VITRO DIAGNOSTIC MEDICAL DEVICES | W02039004 | AUTOMATED SLIDE PREPARATION UNITS | 5 | YES
W | IN VITRO DIAGNOSTIC MEDICAL DEVICES | W02039005 | CULTURE MEDIUM PREPARATION UNITS | 5 | YES
W | IN VITRO DIAGNOSTIC MEDICAL DEVICES | W02039006 | DNA THERMAL CYCLERS | 5 | YES
W | IN VITRO DIAGNOSTIC MEDICAL DEVICES | W02039080 | VARIOUS MICROBIOLOGY INSTRUMENTS - HARDWARE ACCESSORIES | 5 | YES
W | IN VITRO DIAGNOSTIC MEDICAL DEVICES | W02039082 | VARIOUS MICROBIOLOGY INSTRUMENTS - SOFTWARE ACCESSORIES | 5 | YES
W | IN VITRO DIAGNOSTIC MEDICAL DEVICES | W02039085 | VARIOUS MICROBIOLOGY INSTRUMENTS - CONSUMABLES | 5 | YES
W | IN VITRO DIAGNOSTIC MEDICAL DEVICES | W02039092 | VARIOUS MICROBIOLOGY INSTRUMENTS - IVD MEDICAL DEVICE SOFTWARE | 5 | YES
W | IN VITRO DIAGNOSTIC MEDICAL DEVICES | W02039099 | VARIOUS MICROBIOLOGY INSTRUMENTS - OTHER | 5 | YES
W | IN VITRO DIAGNOSTIC MEDICAL DEVICES | W0204 | INFECTIOUS IMMUNOLOGY INSTRUMENTS | 3 | YES
W | IN VITRO DIAGNOSTIC MEDICAL DEVICES | W0205 | NUCLEIC ACID TESTING INSTRUMENTS | 3 | NO
W | IN VITRO DIAGNOSTIC MEDICAL DEVICES | W020501 | NUCLEIC ACID TESTING INSTRUMENTS EXCEPT MICRO-ARRAYS | 4 | NO
W | IN VITRO DIAGNOSTIC MEDICAL DEVICES | W02050101 | NUCLEIC ACID HYBRIDIZATION UNITS | 5 | YES
W | IN VITRO DIAGNOSTIC MEDICAL DEVICES | W02050102 | EUKARYOTIC CELL BIOREACTORS | 5 | YES
W | IN VITRO DIAGNOSTIC MEDICAL DEVICES | W02050103 | BLOTTING SYSTEMS | 5 | YES
W | IN VITRO DIAGNOSTIC MEDICAL DEVICES | W02050104 | KARYOTYPE PROCESSING AUTOMATED SYSTEMS | 5 | YES
W | IN VITRO DIAGNOSTIC MEDICAL DEVICES | W02050105 | ELECTROPORATION DEVICES | 5 | YES
W | IN VITRO DIAGNOSTIC MEDICAL DEVICES | W02050106 | DNA GENOMIC PREPARATION DEVICES | 5 | YES
W | IN VITRO DIAGNOSTIC MEDICAL DEVICES | W02050107 | MICRO-ARRAY SCANNERS | 5 | YES
W | IN VITRO DIAGNOSTIC MEDICAL DEVICES | W02050108 | GENETIC SYSTEM READERS | 5 | YES
W | IN VITRO DIAGNOSTIC MEDICAL DEVICES | W02050109 | CELL WASHERS | 5 | YES
W | IN VITRO DIAGNOSTIC MEDICAL DEVICES | W02050110 | MICROINJECTORS | 5 | YES
W | IN VITRO DIAGNOSTIC MEDICAL DEVICES | W02050111 | EPITHELIAL VOLTOHMMETERS | 5 | YES
W | IN VITRO DIAGNOSTIC MEDICAL DEVICES | W02050112 | GENIC EXPRESSION MONITORING SYSTEMS | 5 | YES
W | IN VITRO DIAGNOSTIC MEDICAL DEVICES | W02050113 | PEPTIDE SYNTHESIZERS | 5 | YES
W | IN VITRO DIAGNOSTIC MEDICAL DEVICES | W02050114 | MOLECULAR BIOLOGY SCANNERS | 5 | YES
W | IN VITRO DIAGNOSTIC MEDICAL DEVICES | W02050115 | DNA SYNTHESIZERS | 5 | YES
W | IN VITRO DIAGNOSTIC MEDICAL DEVICES | W02050116 | NUCLEIC ACID TESTING INTEGRATED EXTRACTION /AMPLIFICATION /DETECTION SYSTEMS | 5 | YES
W | IN VITRO DIAGNOSTIC MEDICAL DEVICES | W02050180 | NUCLEIC ACID TESTING INSTRUMENTS EXCEPT MICRO-ARRAYS - HARDWARE ACCESSORIES | 5 | YES
W | IN VITRO DIAGNOSTIC MEDICAL DEVICES | W02050182 | NUCLEIC ACID TESTING INSTRUMENTS EXCEPT MICRO-ARRAYS - SOFTWARE ACCESSORIES | 5 | YES
W | IN VITRO DIAGNOSTIC MEDICAL DEVICES | W02050185 | NUCLEIC ACID TESTING INSTRUMENTS EXCEPT MICRO-ARRAYS - CONSUMABLES | 5 | YES
W | IN VITRO DIAGNOSTIC MEDICAL DEVICES | W02050192 | NUCLEIC ACID TESTING INSTRUMENTS EXCEPT MICRO-ARRAYS - IVD MEDICAL DEVICE SOFTWARE | 5 | YES
W | IN VITRO DIAGNOSTIC MEDICAL DEVICES | W02050199 | NUCLEIC ACID TESTING INSTRUMENTS EXCEPT MICRO-ARRAYS - OTHER | 5 | YES
W | IN VITRO DIAGNOSTIC MEDICAL DEVICES | W020502 | MICRO-ARRAY INSTRUMENTS | 4 | NO
W | IN VITRO DIAGNOSTIC MEDICAL DEVICES | W02050201 | MICRO-ARRAY ANALYSERS | 5 | YES
W | IN VITRO DIAGNOSTIC MEDICAL DEVICES | W02050202 | MICRO-ARRAYS PREPARATION UNITS | 5 | YES
W | IN VITRO DIAGNOSTIC MEDICAL DEVICES | W02050280 | MICRO-ARRAY INSTRUMENTS - HARDWARE ACCESSORIES | 5 | YES
W | IN VITRO DIAGNOSTIC MEDICAL DEVICES | W02050282 | MICRO-ARRAY INSTRUMENTS - SOFTWARE ACCESSORIES | 5 | YES
W | IN VITRO DIAGNOSTIC MEDICAL DEVICES | W02050285 | MICRO-ARRAY INSTRUMENTS - CONSUMABLES | 5 | YES
W | IN VITRO DIAGNOSTIC MEDICAL DEVICES | W02050292 | MICRO-ARRAY INSTRUMENTS - IVD MEDICAL DEVICE SOFTWARE | 5 | YES
W | IN VITRO DIAGNOSTIC MEDICAL DEVICES | W02050299 | MICRO-ARRAY INSTRUMENTS - OTHER | 5 | YES
W | IN VITRO DIAGNOSTIC MEDICAL DEVICES | W020503 | NUCLEIC ACID TESTING INSTRUMENTS - RAPID AND POINT OF CARE TESTS | 4 | NO
W | IN VITRO DIAGNOSTIC MEDICAL DEVICES | W02050301 | NUCLEIC ACID TESTING APPARATUSES - RAPID AND POINT OF CARE TESTS | 5 | YES
W | IN VITRO DIAGNOSTIC MEDICAL DEVICES | W02050380 | NUCLEIC ACID TESTING INSTRUMENTS - RAPID AND POINT OF CARE TESTS - HARDWARE ACCESSORIES | 5 | YES
W | IN VITRO DIAGNOSTIC MEDICAL DEVICES | W02050382 | NUCLEIC ACID TESTING INSTRUMENTS- RAPID AND POINT OF CARE TESTS - SOFTWARE ACCESSORIES | 5 | YES
W | IN VITRO DIAGNOSTIC MEDICAL DEVICES | W02050385 | NUCLEIC ACID TESTING INSTRUMENTS - RAPID AND POINT OF CARE TESTS - CONSUMABLES | 5 | YES
W | IN VITRO DIAGNOSTIC MEDICAL DEVICES | W02050392 | NUCLEIC ACID TESTING INSTRUMENTS - RAPID AND POINT OF CARE TESTS - IVD MEDICAL DEVICE SOFTWARE | 5 | YES
W | IN VITRO DIAGNOSTIC MEDICAL DEVICES | W02050399 | NUCLEIC ACID TESTING INSTRUMENTS - RAPID AND POINT OF CARE TESTS - OTHER | 5 | YES
W | IN VITRO DIAGNOSTIC MEDICAL DEVICES | W0206 | SAMPLE PROCESSING SYSTEMS | 3 | NO
W | IN VITRO DIAGNOSTIC MEDICAL DEVICES | W020601 | ROBOTIC SAMPLE PROCESSING SYSTEMS | 4 | NO
W | IN VITRO DIAGNOSTIC MEDICAL DEVICES | W02060101 | AUTOMATED SYSTEMS FOR THE MANAGEMENT OF PRE AND POST-ANALYSIS | 5 | YES
W | IN VITRO DIAGNOSTIC MEDICAL DEVICES | W02060102 | AUTOMATED SAMPLE TRANSPORT SYSTEMS | 5 | YES
W | IN VITRO DIAGNOSTIC MEDICAL DEVICES | W02060180 | ROBOTIC SAMPLE PROCESSING SYSTEMS - HARDWARE ACCESSORIES | 5 | YES
W | IN VITRO DIAGNOSTIC MEDICAL DEVICES | W02060182 | ROBOTIC SAMPLE PROCESSING SYSTEMS - SOFTWARE ACCESSORIES | 5 | YES
W | IN VITRO DIAGNOSTIC MEDICAL DEVICES | W02060185 | ROBOTIC SAMPLE PROCESSING SYSTEMS - CONSUMABLES | 5 | YES
W | IN VITRO DIAGNOSTIC MEDICAL DEVICES | W02060192 | ROBOTIC SAMPLE PROCESSING SYSTEMS - IVD MEDICAL DEVICE SOFTWARE | 5 | YES
W | IN VITRO DIAGNOSTIC MEDICAL DEVICES | W02060199 | ROBOTIC SAMPLE PROCESSING SYSTEMS - OTHER | 5 | YES
W | IN VITRO DIAGNOSTIC MEDICAL DEVICES | W020602 | POST-ANALYSIS SAMPLE ARCHIVING SYSTEMS | 4 | NO
W | IN VITRO DIAGNOSTIC MEDICAL DEVICES | W02060201 | POST-ANALYSIS SAMPLE ARCHIVING SYSTEMS - INSTRUMENTS | 5 | YES
W | IN VITRO DIAGNOSTIC MEDICAL DEVICES | W02060280 | POST-ANALYSIS SAMPLE ARCHIVING SYSTEMS - HARDWARE ACCESSORIES | 5 | YES
W | IN VITRO DIAGNOSTIC MEDICAL DEVICES | W02060282 | POST-ANALYSIS SAMPLE ARCHIVING SYSTEMS - SOFTWARE ACCESSORIES | 5 | YES
W | IN VITRO DIAGNOSTIC MEDICAL DEVICES | W02060285 | POST-ANALYSIS SAMPLE ARCHIVING SYSTEMS - CONSUMABLES | 5 | YES
W | IN VITRO DIAGNOSTIC MEDICAL DEVICES | W02060292 | POST-ANALYSIS SAMPLE ARCHIVING SYSTEMS - IVD MEDICAL DEVICE SOFTWARE | 5 | YES
W | IN VITRO DIAGNOSTIC MEDICAL DEVICES | W02060299 | POST-ANALYSIS SAMPLE ARCHIVING SYSTEMS - OTHER | 5 | YES
W | IN VITRO DIAGNOSTIC MEDICAL DEVICES | W020690 | VARIOUS SAMPLE PROCESSING INSTRUMENTS | 4 | NO
W | IN VITRO DIAGNOSTIC MEDICAL DEVICES | W02069001 | AUTOSAMPLERS | 5 | YES
W | IN VITRO DIAGNOSTIC MEDICAL DEVICES | W02069002 | TEST TUBE APPARATUSES | 5 | YES
W | IN VITRO DIAGNOSTIC MEDICAL DEVICES | W02069003 | CENTRIFUGES | 5 | YES
W | IN VITRO DIAGNOSTIC MEDICAL DEVICES | W02069004 | CYTOCENTRIFUGES | 5 | YES
W | IN VITRO DIAGNOSTIC MEDICAL DEVICES | W02069005 | REFRIGERATED CENTRIFUGES | 5 | YES
W | IN VITRO DIAGNOSTIC MEDICAL DEVICES | W02069006 | ULTRACENTRIFUGES | 5 | YES
W | IN VITRO DIAGNOSTIC MEDICAL DEVICES | W02069080 | VARIOUS SAMPLE PROCESSING INSTRUMENTS - HARDWARE ACCESSORIES | 5 | YES
W | IN VITRO DIAGNOSTIC MEDICAL DEVICES | W02069082 | VARIOUS SAMPLE PROCESSING INSTRUMENTS - SOFTWARE ACCESSORIES | 5 | YES
W | IN VITRO DIAGNOSTIC MEDICAL DEVICES | W02069085 | VARIOUS SAMPLE PROCESSING INSTRUMENTS - CONSUMABLES | 5 | YES
W | IN VITRO DIAGNOSTIC MEDICAL DEVICES | W02069092 | VARIOUS SAMPLE PROCESSING INSTRUMENTS - IVD MEDICAL DEVICE SOFTWARE | 5 | YES
W | IN VITRO DIAGNOSTIC MEDICAL DEVICES | W02069099 | VARIOUS SAMPLE PROCESSING INSTRUMENTS - OTHER | 5 | YES
W | IN VITRO DIAGNOSTIC MEDICAL DEVICES | W0207 | GENERAL PURPOSE IVD INSTRUMENTS | 3 | NO
W | IN VITRO DIAGNOSTIC MEDICAL DEVICES | W020701 | SCALES | 4 | NO
W | IN VITRO DIAGNOSTIC MEDICAL DEVICES | W02070101 | ANALYTICAL SCALES | 5 | YES
W | IN VITRO DIAGNOSTIC MEDICAL DEVICES | W02070102 | TECHNICAL SCALES | 5 | YES
W | IN VITRO DIAGNOSTIC MEDICAL DEVICES | W02070103 | BLOOD SCALES | 5 | YES
W | IN VITRO DIAGNOSTIC MEDICAL DEVICES | W020702 | CRYOGENICS / FROZEN | 4 | YES
W | IN VITRO DIAGNOSTIC MEDICAL DEVICES | W020703 | BIOLOGICAL HOODS AND CABINETS | 4 | NO
W | IN VITRO DIAGNOSTIC MEDICAL DEVICES | W02070301 | BIOLOGICAL HOODS | 5 | YES
W | IN VITRO DIAGNOSTIC MEDICAL DEVICES | W02070302 | FUME HOODS | 5 | YES
W | IN VITRO DIAGNOSTIC MEDICAL DEVICES | W02070303 | LAMINAR AIRFLOW HOODS | 5 | YES
W | IN VITRO DIAGNOSTIC MEDICAL DEVICES | W02070304 | CHEMICAL FILTRATION AIR CLOSETS | 5 | YES
W | IN VITRO DIAGNOSTIC MEDICAL DEVICES | W020704 | SHAKERS AND HOMOGENIZERS | 4 | NO
W | IN VITRO DIAGNOSTIC MEDICAL DEVICES | W02070401 | LABORATORY SHAKERS | 5 | YES
W | IN VITRO DIAGNOSTIC MEDICAL DEVICES | W02070402 | GRINDING MILLS | 5 | YES
W | IN VITRO DIAGNOSTIC MEDICAL DEVICES | W02070403 | HOMOGENIZERS | 5 | YES
W | IN VITRO DIAGNOSTIC MEDICAL DEVICES | W02070404 | BLOOD BAG MIXERS | 5 | YES
W | IN VITRO DIAGNOSTIC MEDICAL DEVICES | W020790 | VARIOUS GENERAL PURPOSE IVD INSTRUMENTS | 4 | NO
W | IN VITRO DIAGNOSTIC MEDICAL DEVICES | W02079001 | THERMOSTATIC WATER BATHS | 5 | YES
W | IN VITRO DIAGNOSTIC MEDICAL DEVICES | W02079002 | DILUTERS | 5 | YES
W | IN VITRO DIAGNOSTIC MEDICAL DEVICES | W02079003 | DISPENSERS | 5 | YES
W | IN VITRO DIAGNOSTIC MEDICAL DEVICES | W02079004 | EVAPORATORS | 5 | YES
W | IN VITRO DIAGNOSTIC MEDICAL DEVICES | W02079006 | BUNSEN BURNERS | 5 | YES
W | IN VITRO DIAGNOSTIC MEDICAL DEVICES | W02079007 | FREEZE DRYERS | 5 | YES
W | IN VITRO DIAGNOSTIC MEDICAL DEVICES | W02079008 | HEATING MANTLES | 5 | YES
W | IN VITRO DIAGNOSTIC MEDICAL DEVICES | W02079009 | PH METERS | 5 | YES
W | IN VITRO DIAGNOSTIC MEDICAL DEVICES | W02079011 | MELTING POINT DEVICES | 5 | YES
W | IN VITRO DIAGNOSTIC MEDICAL DEVICES | W02079012 | LABORATORY HOTPLATES | 5 | YES
W | IN VITRO DIAGNOSTIC MEDICAL DEVICES | W02079013 | LABORATORY REFRACTOMETERS | 5 | YES
W | IN VITRO DIAGNOSTIC MEDICAL DEVICES | W02079014 | LABWARE DRYERS | 5 | YES
W | IN VITRO DIAGNOSTIC MEDICAL DEVICES | W02079015 | LABORATORY TITRATORS | 5 | YES
W | IN VITRO DIAGNOSTIC MEDICAL DEVICES | W02079016 | VISCOSIMETERS | 5 | YES
W | IN VITRO DIAGNOSTIC MEDICAL DEVICES | W02079017 | OSMOMETERS | 5 | YES
W | IN VITRO DIAGNOSTIC MEDICAL DEVICES | W02079080 | VARIOUS GENERAL PURPOSE IVD INSTRUMENTS - HARDWARE ACCESSORIES | 5 | YES
W | IN VITRO DIAGNOSTIC MEDICAL DEVICES | W02079082 | VARIOUS GENERAL PURPOSE IVD INSTRUMENTS - SOFTWARE ACCESSORIES | 5 | YES
W | IN VITRO DIAGNOSTIC MEDICAL DEVICES | W02079085 | VARIOUS GENERAL PURPOSE IVD INSTRUMENTS - CONSUMABLES | 5 | YES
W | IN VITRO DIAGNOSTIC MEDICAL DEVICES | W02079092 | VARIOUS GENERAL PURPOSE IVD INSTRUMENTS - IVD MEDICAL DEVICE SOFTWARE | 5 | YES
W | IN VITRO DIAGNOSTIC MEDICAL DEVICES | W02079099 | VARIOUS GENERAL PURPOSE IVD INSTRUMENTS - OTHER | 5 | YES
W | IN VITRO DIAGNOSTIC MEDICAL DEVICES | W0299 | IVD INSTRUMENTS - OTHER | 3 | YES
W | IN VITRO DIAGNOSTIC MEDICAL DEVICES | W05 | IVD GENERIC USE CONSUMABLES | 2 | NO
W | IN VITRO DIAGNOSTIC MEDICAL DEVICES | W0501 | SAMPLES COLLECTION DEVICES | 3 | NO
W | IN VITRO DIAGNOSTIC MEDICAL DEVICES | W050101 | BLOOD COLLECTION DEVICES | 4 | NO
W | IN VITRO DIAGNOSTIC MEDICAL DEVICES | W05010101 | VENOUS OR ARTERIOUS BLOOD COLLECTION DEVICES | 5 | NO
W | IN VITRO DIAGNOSTIC MEDICAL DEVICES | W0501010101 | BLOOD COLLECTION, CLOSED SYRINGES | 6 | NO
W | IN VITRO DIAGNOSTIC MEDICAL DEVICES | W050101010101 | BLOOD COLLECTION, CLOSED SYRINGES WITH ADDITIVES | 7 | YES
W | IN VITRO DIAGNOSTIC MEDICAL DEVICES | W050101010102 | BLOOD COLLECTION, CLOSED SYRINGES WITHOUT ADDITIVES | 7 | YES
W | IN VITRO DIAGNOSTIC MEDICAL DEVICES | W0501010102 | BLOOD COLLECTION, TUBES | 6 | NO
W | IN VITRO DIAGNOSTIC MEDICAL DEVICES | W050101010201 | BLOOD COLLECTION, TUBES WITH ADDITIVES OR SERUM SEPARATOR | 7 | YES
W | IN VITRO DIAGNOSTIC MEDICAL DEVICES | W050101010202 | BLOOD COLLECTION, TUBES WITHOUT ADDITIVES OR SERUM SEPARATOR | 7 | YES
W | IN VITRO DIAGNOSTIC MEDICAL DEVICES | W0501010103 | BLOOD GAS SAMPLES COLLECTION, SYRINGES WITHOUT NEEDLE | 6 | YES
W | IN VITRO DIAGNOSTIC MEDICAL DEVICES | W0501010180 | VENOUS OR ARTERIOUS BLOOD COLLECTION DEVICES - ACCESSORIES | 6 | YES
W | IN VITRO DIAGNOSTIC MEDICAL DEVICES | W0501010199 | VENOUS OR ARTERIOUS BLOOD COLLECTION DEVICES - OTHER | 6 | YES
W | IN VITRO DIAGNOSTIC MEDICAL DEVICES | W05010102 | CAPILLARY BLOOD COLLECTION DEVICES | 5 | NO
W | IN VITRO DIAGNOSTIC MEDICAL DEVICES | W0501010201 | CAPILLARY BLOOD COLLECTION SYSTEMS | 6 | YES
W | IN VITRO DIAGNOSTIC MEDICAL DEVICES | W0501010202 | CAPILLARY AND VENOUS BLOOD COLLECTION, INTEGRATED SYSTEMS | 6 | YES
W | IN VITRO DIAGNOSTIC MEDICAL DEVICES | W0501010203 | BLOOD COLLECTION, CAPILLARY TUBES | 6 | YES
W | IN VITRO DIAGNOSTIC MEDICAL DEVICES | W0501010280 | CAPILLARY BLOOD COLLECTION DEVICES - ACCESSORIES | 6 | YES
W | IN VITRO DIAGNOSTIC MEDICAL DEVICES | W0501010299 | CAPILLARY BLOOD COLLECTION DEVICES - OTHER | 6 | YES
W | IN VITRO DIAGNOSTIC MEDICAL DEVICES | W050102 | URINE COLLECTION DEVICES | 4 | NO
W | IN VITRO DIAGNOSTIC MEDICAL DEVICES | W05010201 | URINE COLLECTION, SYRINGES | 5 | NO
W | IN VITRO DIAGNOSTIC MEDICAL DEVICES | W0501020101 | URINE COLLECTION, SYRINGES WITH STABILIZER | 6 | YES
W | IN VITRO DIAGNOSTIC MEDICAL DEVICES | W0501020102 | URINE COLLECTION, SYRINGES WITHOUT STABILIZER | 6 | YES
W | IN VITRO DIAGNOSTIC MEDICAL DEVICES | W05010202 | URINE COLLECTION, TUBES | 5 | YES
W | IN VITRO DIAGNOSTIC MEDICAL DEVICES | W05010203 | URINE COLLECTION, CONTAINERS | 5 | YES
W | IN VITRO DIAGNOSTIC MEDICAL DEVICES | W05010280 | URINE COLLECTION DEVICES - ACCESSORIES | 5 | YES
W | IN VITRO DIAGNOSTIC MEDICAL DEVICES | W05010299 | URINE COLLECTION DEVICES - OTHER | 5 | YES
W | IN VITRO DIAGNOSTIC MEDICAL DEVICES | W050180 | SAMPLES COLLECTION DEVICES - OTHER ACCESSORIES | 4 | YES
W | IN VITRO DIAGNOSTIC MEDICAL DEVICES | W050190 | SAMPLES COLLECTION DEVICES - VARIOUS | 4 | NO
W | IN VITRO DIAGNOSTIC MEDICAL DEVICES | W05019001 | FAECES COLLECTION DEVICES | 5 | YES
W | IN VITRO DIAGNOSTIC MEDICAL DEVICES | W05019002 | SALIVA COLLECTION DEVICES | 5 | YES
W | IN VITRO DIAGNOSTIC MEDICAL DEVICES | W05019003 | SPUTUM COLLECTION DEVICES | 5 | YES
W | IN VITRO DIAGNOSTIC MEDICAL DEVICES | W05019005 | BIOPTICAL COLLECTION, FILTERS | 5 | YES
W | IN VITRO DIAGNOSTIC MEDICAL DEVICES | W05019099 | SAMPLES COLLECTION DEVICES - OTHER | 5 | YES
W | IN VITRO DIAGNOSTIC MEDICAL DEVICES | W0502 | DEVICES FOR SAMPLES TRANSPORT (non-generic laboratory products) | 3 | NO
W | IN VITRO DIAGNOSTIC MEDICAL DEVICES | W050201 | SAMPLES TRANSPORT, CONTAINERS | 4 | NO
W | IN VITRO DIAGNOSTIC MEDICAL DEVICES | W05020101 | SAMPLES TRANSPORT, POUCHES | 5 | YES
W | IN VITRO DIAGNOSTIC MEDICAL DEVICES | W05020102 | SAMPLES TRANSPORT, BOXES | 5 | YES
W | IN VITRO DIAGNOSTIC MEDICAL DEVICES | W05020103 | SAMPLES TRANSPORT, BOTTLES | 5 | YES
W | IN VITRO DIAGNOSTIC MEDICAL DEVICES | W05020104 | SAMPLES TRANSPORT, VASES | 5 | YES
W | IN VITRO DIAGNOSTIC MEDICAL DEVICES | W05020105 | SAMPLES TRANSPORT, BAGS | 5 | YES
W | IN VITRO DIAGNOSTIC MEDICAL DEVICES | W05020106 | BIOPSY CARTRIDGES | 5 | YES
W | IN VITRO DIAGNOSTIC MEDICAL DEVICES | W05020180 | SAMPLES TRANSPORT, CONTAINERS - ACCESSORIES | 5 | YES
W | IN VITRO DIAGNOSTIC MEDICAL DEVICES | W05020199 | SAMPLES TRANSPORT, CONTAINERS - OTHER | 5 | YES
W | IN VITRO DIAGNOSTIC MEDICAL DEVICES | W050280 | DEVICES FOR SAMPLES TRANSPORT - OTHER ACCESSORIES | 4 | YES
W | IN VITRO DIAGNOSTIC MEDICAL DEVICES | W050299 | DEVICES FOR SAMPLES TRANSPORT - OTHER | 4 | YES
W | IN VITRO DIAGNOSTIC MEDICAL DEVICES | W0503 | DEVICES FOR SAMPLES ANALYSES (no laboratory generic products) | 3 | NO
W | IN VITRO DIAGNOSTIC MEDICAL DEVICES | W050301 | ANALYSIS CONTAINERS | 4 | NO
W | IN VITRO DIAGNOSTIC MEDICAL DEVICES | W05030101 | SAMPLES ANALYSES, GLASS CONTAINERS | 5 | NO
W | IN VITRO DIAGNOSTIC MEDICAL DEVICES | W0503010101 | SAMPLES ANALYSES, GLASS TUBES | 6 | YES
W | IN VITRO DIAGNOSTIC MEDICAL DEVICES | W0503010102 | SAMPLES ANALYSES, GLASS CUVETTES | 6 | YES
W | IN VITRO DIAGNOSTIC MEDICAL DEVICES | W0503010103 | SAMPLES ANALYSES, GLASSES | 6 | YES
W | IN VITRO DIAGNOSTIC MEDICAL DEVICES | W0503010104 | SAMPLES ANALYSES, GLASS BOTTLES | 6 | YES
W | IN VITRO DIAGNOSTIC MEDICAL DEVICES | W0503010105 | SAMPLES ANALYSES, GLASS TUBING | 6 | YES
W | IN VITRO DIAGNOSTIC MEDICAL DEVICES | W0503010106 | SAMPLES ANALYSES, GLASS TRAYS | 6 | YES
W | IN VITRO DIAGNOSTIC MEDICAL DEVICES | W0503010180 | SAMPLES ANALYSES, GLASS CONTAINERS - ACCESSORIES | 6 | YES
W | IN VITRO DIAGNOSTIC MEDICAL DEVICES | W0503010199 | SAMPLES ANALYSES, GLASS CONTAINERS - OTHER | 6 | YES
W | IN VITRO DIAGNOSTIC MEDICAL DEVICES | W05030102 | SAMPLES ANALYSES, PLASTIC CONTAINERS | 5 | NO
W | IN VITRO DIAGNOSTIC MEDICAL DEVICES | W0503010201 | SAMPLES ANALYSES, PLASTIC TUBES | 6 | NO
W | IN VITRO DIAGNOSTIC MEDICAL DEVICES | W050301020101 | SAMPLES ANALYSES, PLASTIC TUBES WITH ADDITIVES | 7 | YES
W | IN VITRO DIAGNOSTIC MEDICAL DEVICES | W050301020102 | SAMPLES ANALYSES, PLASTIC TUBES WITHOUT ADDITIVES | 7 | YES
W | IN VITRO DIAGNOSTIC MEDICAL DEVICES | W050301020180 | SAMPLES ANALYSES, PLASTIC TUBES - ACCESSORIES | 7 | YES
W | IN VITRO DIAGNOSTIC MEDICAL DEVICES | W0503010202 | SAMPLES ANALYSES, PLASTIC MICROTUBES | 6 | NO
W | IN VITRO DIAGNOSTIC MEDICAL DEVICES | W050301020201 | SAMPLES ANALYSES, PLASTIC MICROTUBES WITH ADDITIVES | 7 | YES
W | IN VITRO DIAGNOSTIC MEDICAL DEVICES | W050301020202 | SAMPLES ANALYSES, PLASTIC MICROTUBES WITHOUT ADDITIVES | 7 | YES
W | IN VITRO DIAGNOSTIC MEDICAL DEVICES | W050301020280 | SAMPLES ANALYSES, PLASTIC MICROTUBES - ACCESSORIES | 7 | YES
W | IN VITRO DIAGNOSTIC MEDICAL DEVICES | W0503010203 | SAMPLES ANALYSES, PLASTIC CUVETTES | 6 | YES
W | IN VITRO DIAGNOSTIC MEDICAL DEVICES | W0503010204 | SAMPLES ANALYSES, PLASTIC DISHES FOR MICROTECHNIQUES | 6 | YES
W | IN VITRO DIAGNOSTIC MEDICAL DEVICES | W0503010205 | SAMPLES ANALYSES, PLASTIC VASES | 6 | YES
W | IN VITRO DIAGNOSTIC MEDICAL DEVICES | W0503010206 | SAMPLES ANALYSES, PLASTIC GLASSES | 6 | YES
W | IN VITRO DIAGNOSTIC MEDICAL DEVICES | W0503010207 | SAMPLES ANALYSES, PLASTIC BOTTLES | 6 | YES
W | IN VITRO DIAGNOSTIC MEDICAL DEVICES | W0503010208 | SAMPLES ANALYSES, PLASTIC TUBING | 6 | YES
W | IN VITRO DIAGNOSTIC MEDICAL DEVICES | W0503010209 | SAMPLES ANALYSES, PLASTIC TRAYS | 6 | YES
W | IN VITRO DIAGNOSTIC MEDICAL DEVICES | W0503010280 | SAMPLES ANALYSES, PLASTIC CONTAINERS - OTHER ACCESSORIES | 6 | YES
W | IN VITRO DIAGNOSTIC MEDICAL DEVICES | W0503010290 | SAMPLES ANALYSES, PLASTIC CONTAINERS - VARIOUS | 6 | NO
W | IN VITRO DIAGNOSTIC MEDICAL DEVICES | W050301029001 | BLOOD COMPONENTS SEPARATORS, PLASTIC | 7 | YES
W | IN VITRO DIAGNOSTIC MEDICAL DEVICES | W050301029099 | SAMPLES ANALYSES, PLASTIC CONTAINERS - OTHER | 7 | YES
W | IN VITRO DIAGNOSTIC MEDICAL DEVICES | W05030199 | SAMPLES ANALYSES, CONTAINERS - OTHER | 5 | YES
W | IN VITRO DIAGNOSTIC MEDICAL DEVICES | W050302 | PIPETTES AND TIPS | 4 | NO
W | IN VITRO DIAGNOSTIC MEDICAL DEVICES | W05030201 | PIPETTES | 5 | NO
W | IN VITRO DIAGNOSTIC MEDICAL DEVICES | W0503020101 | SEROLOGICAL AND DILUTION PIPETTES | 6 | NO
W | IN VITRO DIAGNOSTIC MEDICAL DEVICES | W050302010101 | SEROLOGICAL AND DILUTION PIPETTES, GLASS | 7 | YES
W | IN VITRO DIAGNOSTIC MEDICAL DEVICES | W050302010102 | SEROLOGICAL AND DILUTION PIPETTES, PLASTIC | 7 | YES
W | IN VITRO DIAGNOSTIC MEDICAL DEVICES | W0503020180 | PIPETTES - ACCESSORIES | 6 | YES
W | IN VITRO DIAGNOSTIC MEDICAL DEVICES | W0503020199 | PIPETTES - OTHER | 6 | YES
W | IN VITRO DIAGNOSTIC MEDICAL DEVICES | W05030202 | PIPETTE TIPS | 5 | NO
W | IN VITRO DIAGNOSTIC MEDICAL DEVICES | W0503020201 | PIPETTE TIPS WITH FILTER | 6 | YES
W | IN VITRO DIAGNOSTIC MEDICAL DEVICES | W0503020202 | PIPETTES, TIPS WITHOUT FILTER | 6 | YES
W | IN VITRO DIAGNOSTIC MEDICAL DEVICES | W0503020280 | PIPETTES, TIPS - ACCESSORIES | 6 | YES
W | IN VITRO DIAGNOSTIC MEDICAL DEVICES | W050303 | MICROBIOLOGY DEVICES | 4 | NO
W | IN VITRO DIAGNOSTIC MEDICAL DEVICES | W05030301 | MICROBIOLOGICAL CULTURE DEVICES | 5 | NO
W | IN VITRO DIAGNOSTIC MEDICAL DEVICES | W0503030101 | PETRI DISHES | 6 | YES
W | IN VITRO DIAGNOSTIC MEDICAL DEVICES | W0503030199 | MICROBIOLOGICAL CULTURE DEVICES - OTHER | 6 | YES
W | IN VITRO DIAGNOSTIC MEDICAL DEVICES | W05030302 | MICROBIOLOGICAL CULTURE, LOOPS | 5 | YES
W | IN VITRO DIAGNOSTIC MEDICAL DEVICES | W05030380 | MICROBIOLOGY DEVICES - ACCESSORIES | 5 | YES
W | IN VITRO DIAGNOSTIC MEDICAL DEVICES | W05030399 | MICROBIOLOGY DEVICES - OTHER | 5 | YES
W | IN VITRO DIAGNOSTIC MEDICAL DEVICES | W050304 | CELL AND TISSUE CULTURES DEVICES | 4 | NO
W | IN VITRO DIAGNOSTIC MEDICAL DEVICES | W05030401 | CELL AND TISSUE CULTURES, CONTAINERS | 5 | NO
W | IN VITRO DIAGNOSTIC MEDICAL DEVICES | W0503040101 | CELL AND TISSUE CULTURES, FLASKS | 6 | YES
W | IN VITRO DIAGNOSTIC MEDICAL DEVICES | W0503040102 | CELL AND TISSUE CULTURES, DISHES | 6 | YES
W | IN VITRO DIAGNOSTIC MEDICAL DEVICES | W0503040103 | CELL AND TISSUE CULTURES, BOTTLES | 6 | YES
W | IN VITRO DIAGNOSTIC MEDICAL DEVICES | W0503040104 | CELL AND TISSUE CULTURES, TUBES | 6 | YES
W | IN VITRO DIAGNOSTIC MEDICAL DEVICES | W0503040105 | CELL AND TISSUE CULTURES, DISKS | 6 | YES
W | IN VITRO DIAGNOSTIC MEDICAL DEVICES | W0503040180 | CELL AND TISSUE CULTURES, CONTAINERS - ACCESSORIES | 6 | YES
W | IN VITRO DIAGNOSTIC MEDICAL DEVICES | W0503040199 | CELL AND TISSUE CULTURES, CONTAINERS - OTHER | 6 | YES
W | IN VITRO DIAGNOSTIC MEDICAL DEVICES | W05030402 | CELL AND TISSUE CULTURES, FILTERS | 5 | YES
W | IN VITRO DIAGNOSTIC MEDICAL DEVICES | W05030480 | CELL AND TISSUE CULTURES DEVICES - OTHER ACCESSORIES | 5 | YES
W | IN VITRO DIAGNOSTIC MEDICAL DEVICES | W05030499 | CELL AND TISSUE CULTURES DEVICES - OTHER | 5 | YES
W | IN VITRO DIAGNOSTIC MEDICAL DEVICES | W050305 | DEVICES FOR PATHOLOGY TESTS | 4 | NO
W | IN VITRO DIAGNOSTIC MEDICAL DEVICES | W05030501 | INCLUSION DEVICES, CASSETTES | 5 | YES
W | IN VITRO DIAGNOSTIC MEDICAL DEVICES | W05030502 | INCLUSION DEVICES, RINGS | 5 | YES
W | IN VITRO DIAGNOSTIC MEDICAL DEVICES | W05030580 | DEVICES FOR PATOLOGY TESTS - ACCESSORIES | 5 | YES
W | IN VITRO DIAGNOSTIC MEDICAL DEVICES | W05030599 | DEVICES FOR PATOLOGY TESTS - OTHER | 5 | YES
W | IN VITRO DIAGNOSTIC MEDICAL DEVICES | W050390 | DEVICES FOR SAMPLES ANALYSES - VARIOUS | 4 | NO
W | IN VITRO DIAGNOSTIC MEDICAL DEVICES | W05039001 | AGITATION DEVICES | 5 | NO
W | IN VITRO DIAGNOSTIC MEDICAL DEVICES | W0503900101 | AGITATION RODS | 6 | YES
W | IN VITRO DIAGNOSTIC MEDICAL DEVICES | W0503900102 | AGITATION ANCHORS | 6 | YES
W | IN VITRO DIAGNOSTIC MEDICAL DEVICES | W0503900199 | AGITATION DEVICES - OTHER | 6 | YES
W | IN VITRO DIAGNOSTIC MEDICAL DEVICES | W05039002 | SLIDES FOR SAMPLES ANALYSIS | 5 | NO
W | IN VITRO DIAGNOSTIC MEDICAL DEVICES | W0503900201 | MICROSCOPE SLIDES | 6 | YES
W | IN VITRO DIAGNOSTIC MEDICAL DEVICES | W0503900202 | MICROSCOPE SLIDES COVERSLIP | 6 | YES
W | IN VITRO DIAGNOSTIC MEDICAL DEVICES | W05039080 | DEVICES FOR SAMPLES ANALYSES - OTHER ACCESSORIES | 5 | YES
W | IN VITRO DIAGNOSTIC MEDICAL DEVICES | W05039099 | DEVICES FOR SAMPLES ANALYSES - OTHER | 5 | YES
W | IN VITRO DIAGNOSTIC MEDICAL DEVICES | W0580 | IVD GENERAL USE CONSUMABLES DEVICES - OTHER ACCESSORIES | 3 | YES
W | IN VITRO DIAGNOSTIC MEDICAL DEVICES | W0599 | IVD GENERAL USE CONSUMABLE DEVICES - OTHER | 3 | YES
X | PRODUCTS WITHOUT AN INTENDED MEDICAL PURPOSE (Annex XVI) | X | PRODUCTS WITHOUT AN INTENDED MEDICAL PURPOSE (Annex XVI) | 1 | NO
X | PRODUCTS WITHOUT AN INTENDED MEDICAL PURPOSE (Annex XVI) | X01 | CONTACT LENSES OR OTHER ITEMS INTENDED TO BE INTRODUCED INTO OR ONTO THE EYE WITHOUT AN INTENDED MEDICAL PURPOSE | 2 | NO
X | PRODUCTS WITHOUT AN INTENDED MEDICAL PURPOSE (Annex XVI) | X0101 | CONTACT LENSES WITHOUT AN INTENDED MEDICAL PURPOSE – HYDROGEL | 3 | NO
X | PRODUCTS WITHOUT AN INTENDED MEDICAL PURPOSE (Annex XVI) | X010101 | CONTACT LENSES WITHOUT AN INTENDED MEDICAL PURPOSE – HYDROGEL, SINGLE-USE | 4 | NO
X | PRODUCTS WITHOUT AN INTENDED MEDICAL PURPOSE (Annex XVI) | X01010101 | CONTACT LENSES WITHOUT AN INTENDED MEDICAL PURPOSE – HYDROGEL, DAILY SINGLE-USE | 5 | YES
X | PRODUCTS WITHOUT AN INTENDED MEDICAL PURPOSE (Annex XVI) | X01010102 | CONTACT LENSES WITHOUT AN INTENDED MEDICAL PURPOSE – HYDROGEL, EXTENDED WEAR SINGLE-USE | 5 | YES
X | PRODUCTS WITHOUT AN INTENDED MEDICAL PURPOSE (Annex XVI) | X010102 | CONTACT LENSES WITHOUT AN INTENDED MEDICAL PURPOSE – HYDROGEL, REUSABLE | 4 | YES
X | PRODUCTS WITHOUT AN INTENDED MEDICAL PURPOSE (Annex XVI) | X0102 | CONTACT LENSES WITHOUT AN INTENDED MEDICAL PURPOSE – NON HYDROGEL | 3 | YES
X | PRODUCTS WITHOUT AN INTENDED MEDICAL PURPOSE (Annex XVI) | X02 | PRODUCTS WITHOUT AN INTENDED MEDICAL PURPOSE INTENDED TO BE TOTALLY OR PARTIALLY INTRODUCED INTO THE HUMAN BODY THROUGH SURGICALLY INVASIVE MEANS FOR THE PURPOSE OF MODIFYING THE ANATOMY OR FIXATION OF BODY PARTS WITH THE EXCEPTION OF TATTOOING PRODUCTS AND PIERCINGS | 2 | NO
X | PRODUCTS WITHOUT AN INTENDED MEDICAL PURPOSE (Annex XVI) | X0201 | PRODUCTS WITHOUT AN INTENDED MEDICAL PURPOSE INTENDED TO BE TOTALLY INTRODUCED INTO THE HUMAN BODY THROUGH SURGICALLY INVASIVE MEANS FOR THE PURPOSE OF MODIFYING THE ANATOMY OF BODY PARTS WITH THE EXCEPTION OF TATTOOING PRODUCTS AND PIERCINGS | 3 | NO
X | PRODUCTS WITHOUT AN INTENDED MEDICAL PURPOSE (Annex XVI) | X020101 | PRODUCTS WITHOUT AN INTENDED MEDICAL PURPOSE INTENDED TO BE TOTALLY INTRODUCED INTO THE HUMAN BODY THROUGH SURGICALLY INVASIVE MEANS FOR THE PURPOSE OF MODIFYING THE ANATOMY OF BODY PARTS WITH THE EXCEPTION OF TATTOOING PRODUCTS AND PIERCINGS – RESORBABLE | 4 | YES
X | PRODUCTS WITHOUT AN INTENDED MEDICAL PURPOSE (Annex XVI) | X020102 | PRODUCTS WITHOUT AN INTENDED MEDICAL PURPOSE INTENDED TO BE TOTALLY INTRODUCED INTO THE HUMAN BODY THROUGH SURGICALLY INVASIVE MEANS FOR THE PURPOSE OF MODIFYING THE ANATOMY OF BODY PARTS WITH THE EXCEPTION OF TATTOOING PRODUCTS AND PIERCINGS – NON RESORBABLE | 4 | YES
X | PRODUCTS WITHOUT AN INTENDED MEDICAL PURPOSE (Annex XVI) | X0202 | PRODUCTS WITHOUT AN INTENDED MEDICAL PURPOSE INTENDED TO BE PARTIALLY INTRODUCED INTO THE HUMAN BODY THROUGH SURGICALLY INVASIVE MEANS FOR THE PURPOSE OF MODIFYING THE ANATOMY OF BODY PARTS WITH THE EXCEPTION OF TATTOOING PRODUCTS AND PIERCINGS | 3 | NO
X | PRODUCTS WITHOUT AN INTENDED MEDICAL PURPOSE (Annex XVI) | X020201 | PRODUCTS WITHOUT AN INTENDED MEDICAL PURPOSE INTENDED TO BE PARTIALLY INTRODUCED INTO THE HUMAN BODY THROUGH SURGICALLY INVASIVE MEANS FOR THE PURPOSE OF MODIFYING THE ANATOMY OF BODY PARTS WITH THE EXCEPTION OF TATTOOING PRODUCTS AND PIERCINGS – RESORBABLE | 4 | YES
X | PRODUCTS WITHOUT AN INTENDED MEDICAL PURPOSE (Annex XVI) | X020202 | PRODUCTS WITHOUT AN INTENDED MEDICAL PURPOSE INTENDED TO BE PARTIALLY INTRODUCED INTO THE HUMAN BODY THROUGH SURGICALLY INVASIVE MEANS FOR THE PURPOSE OF MODIFYING THE ANATOMY OF BODY PARTS WITH THE EXCEPTION OF TATTOOING PRODUCTS AND PIERCINGS – NON RESORBABLE | 4 | YES
X | PRODUCTS WITHOUT AN INTENDED MEDICAL PURPOSE (Annex XVI) | X03 | SUBSTANCES, COMBINATIONS OF SUBSTANCES, OR ITEMS WITHOUT AN INTENDED MEDICAL PURPOSE INTENDED TO BE USED FOR FACIAL OR OTHER DERMAL OR MUCOUS MEMBRANE FILLING BY SUBCUTANEOUS, SUBMUCOUS OR INTRADERMAL INJECTION OR OTHER INTRODUCTION, EXCLUDING THOSE FOR TATTOOING | 2 | NO
X | PRODUCTS WITHOUT AN INTENDED MEDICAL PURPOSE (Annex XVI) | X0301 | SUBSTANCES, COMBINATIONS OF SUBSTANCES, OR ITEMS WITHOUT AN INTENDED MEDICAL PURPOSE INTENDED TO BE USED FOR FACIAL OR OTHER DERMAL OR MUCOUS MEMBRANE FILLING BY SUBCUTANEOUS, SUBMUCOUS OR INTRADERMAL INJECTION OR OTHER INTRODUCTION, EXCLUDING THOSE FOR TATTOOING – RESORBABLE | 3 | YES
X | PRODUCTS WITHOUT AN INTENDED MEDICAL PURPOSE (Annex XVI) | X0302 | SUBSTANCES, COMBINATIONS OF SUBSTANCES, OR ITEMS WITHOUT AN INTENDED MEDICAL PURPOSE INTENDED TO BE USED FOR FACIAL OR OTHER DERMAL OR MUCOUS MEMBRANE FILLING BY SUBCUTANEOUS, SUBMUCOUS OR INTRADERMAL INJECTION OR OTHER INTRODUCTION, EXCLUDING THOSE FOR TATTOOING – NON RESORBABLE | 3 | YES
X | PRODUCTS WITHOUT AN INTENDED MEDICAL PURPOSE (Annex XVI) | X0303 | SUBSTANCES, COMBINATIONS OF SUBSTANCES, OR ITEMS WITHOUT AN INTENDED MEDICAL PURPOSE INTENDED TO BE USED FOR FACIAL OR OTHER DERMAL OR MUCOUS MEMBRANE FILLING BY SUBCUTANEOUS, SUBMUCOUS OR INTRADERMAL INJECTION OR OTHER INTRODUCTION, BY A PREFILLED MEANS FOR INTRODUCTION, EXCLUDING THOSE FOR TATTOOING – RESORBABLE | 3 | YES
X | PRODUCTS WITHOUT AN INTENDED MEDICAL PURPOSE (Annex XVI) | X0304 | SUBSTANCES, COMBINATIONS OF SUBSTANCES, OR ITEMS WITHOUT AN INTENDED MEDICAL PURPOSE INTENDED TO BE USED FOR FACIAL OR OTHER DERMAL OR MUCOUS MEMBRANE FILLING BY SUBCUTANEOUS, SUBMUCOUS OR INTRADERMAL INJECTION OR OTHER INTRODUCTION, BY A PREFILLED MEANS FOR INTRODUCTION, EXCLUDING THOSE FOR TATTOOING – NON RESORBABLE | 3 | YES
X | PRODUCTS WITHOUT AN INTENDED MEDICAL PURPOSE (Annex XVI) | X04 | EQUIPMENT WITHOUT AN INTENDED MEDICAL PURPOSE INTENDED TO BE USED TO REDUCE, REMOVE OR DESTROY ADIPOSE TISSUE | 2 | NO
X | PRODUCTS WITHOUT AN INTENDED MEDICAL PURPOSE (Annex XVI) | X0401 | EQUIPMENT WITHOUT AN INTENDED MEDICAL PURPOSE FOR LIPOSUCTION | 3 | YES
X | PRODUCTS WITHOUT AN INTENDED MEDICAL PURPOSE (Annex XVI) | X0402 | EQUIPMENT WITHOUT AN INTENDED MEDICAL PURPOSE FOR LIPOLYSIS | 3 | YES
X | PRODUCTS WITHOUT AN INTENDED MEDICAL PURPOSE (Annex XVI) | X0403 | EQUIPMENT WITHOUT AN INTENDED MEDICAL PURPOSE FOR LIPOPLASTY, OTHER THAN LIPOSUCTION OR LIPOLYSIS | 3 | YES
X | PRODUCTS WITHOUT AN INTENDED MEDICAL PURPOSE (Annex XVI) | X05 | HIGH INTENSITY ELECTROMAGNETIC RADIATION EMITTING EQUIPMENT WITHOUT AN INTENDED MEDICAL PURPOSE INTENDED FOR USE ON THE HUMAN BODY FOR SKIN RESURFACING, TATTOO OR HAIR REMOVAL OR OTHER SKIN TREATMENT | 2 | NO
X | PRODUCTS WITHOUT AN INTENDED MEDICAL PURPOSE (Annex XVI) | X0501 | HIGH INTENSITY ELECTROMAGNETIC RADIATION EMITTING EQUIPMENT WITHOUT AN INTENDED MEDICAL PURPOSE INTENDED FOR USE ON THE HUMAN BODY, FOR SKIN RESURFACING, TATTOO OR HAIR REMOVAL OR OTHER SKIN TREATMENT – LASER | 3 | YES
X | PRODUCTS WITHOUT AN INTENDED MEDICAL PURPOSE (Annex XVI) | X0502 | HIGH INTENSITY ELECTROMAGNETIC RADIATION EMITTING EQUIPMENT WITHOUT AN INTENDED MEDICAL PURPOSE INTENDED FOR USE ON THE HUMAN BODY, FOR SKIN RESURFACING, TATTOO OR HAIR REMOVAL OR OTHER SKIN TREATMENT – INTENSE PULSED LIGHT | 3 | YES
X | PRODUCTS WITHOUT AN INTENDED MEDICAL PURPOSE (Annex XVI) | X0599 | HIGH INTENSITY ELECTROMAGNETIC RADIATION EMITTING EQUIPMENT WITHOUT AN INTENDED MEDICAL PURPOSE INTENDED FOR USE ON THE HUMAN BODY, FOR SKIN RESURFACING, TATTOO OR HAIR REMOVAL OR OTHER SKIN TREATMENT – OTHER | 3 | YES
X | PRODUCTS WITHOUT AN INTENDED MEDICAL PURPOSE (Annex XVI) | X06 | EQUIPMENT WITHOUT AN INTENDED MEDICAL PURPOSE INTENDED FOR BRAIN STIMULATION THAT APPLY ELECTRICAL CURRENTS OR MAGNETIC OR ELECTROMAGNETIC FIELDS THAT PENETRATE THE CRANIUM TO MODIFY NEURONAL ACTIVITY IN THE BRAIN | 2 | YES
Y | DEVICES FOR PERSONS WITH DISABILITIES NOT INCLUDED IN OTHER CATEGORIES | Y | DEVICES FOR PERSONS WITH DISABILITIES NOT INCLUDED IN OTHER CATEGORIES | 1 | NO
Y | DEVICES FOR PERSONS WITH DISABILITIES NOT INCLUDED IN OTHER CATEGORIES | Y05 | ABILITIES LEARNING AND TRAINING DEVICES | 2 | NO
Y | DEVICES FOR PERSONS WITH DISABILITIES NOT INCLUDED IN OTHER CATEGORIES | Y0501 | CONTINENCE TRAINING DEVICES (INCLUDING INCONTINENCE ALARM SYSTEMS) | 3 | YES
Y | DEVICES FOR PERSONS WITH DISABILITIES NOT INCLUDED IN OTHER CATEGORIES | Y0502 | GAIT TRAINERS | 3 | NO
Y | DEVICES FOR PERSONS WITH DISABILITIES NOT INCLUDED IN OTHER CATEGORIES | Y050201 | STANDING SUPPORT GAIT TRAINERS | 4 | YES
Y | DEVICES FOR PERSONS WITH DISABILITIES NOT INCLUDED IN OTHER CATEGORIES | Y050202 | STANDING FRAMES | 4 | YES
Y | DEVICES FOR PERSONS WITH DISABILITIES NOT INCLUDED IN OTHER CATEGORIES | Y0503 | HANDS AND FINGERS RE-EDUCATION DEVICES | 3 | YES
Y | DEVICES FOR PERSONS WITH DISABILITIES NOT INCLUDED IN OTHER CATEGORIES | Y0504 | ARMS, TORSO AND LEGS RE-EDUCATION DEVICES | 3 | YES
Y | DEVICES FOR PERSONS WITH DISABILITIES NOT INCLUDED IN OTHER CATEGORIES | Y0580 | LEARNING AND TRAINING DEVICES - ACCESSORIES | 3 | YES
Y | DEVICES FOR PERSONS WITH DISABILITIES NOT INCLUDED IN OTHER CATEGORIES | Y0599 | LEARNING AND TRAINING DEVICES - OTHER | 3 | YES
Y | DEVICES FOR PERSONS WITH DISABILITIES NOT INCLUDED IN OTHER CATEGORIES | Y06 | EXTERNAL PROSTHESES AND ORTHOSES | 2 | NO
Y | DEVICES FOR PERSONS WITH DISABILITIES NOT INCLUDED IN OTHER CATEGORIES | Y0603 | SPINE ORTHOSES | 3 | NO
Y | DEVICES FOR PERSONS WITH DISABILITIES NOT INCLUDED IN OTHER CATEGORIES | Y060303 | SACROILIAC SPINE ORTHOSES | 4 | YES
Y | DEVICES FOR PERSONS WITH DISABILITIES NOT INCLUDED IN OTHER CATEGORIES | Y060306 | THORACOLUMBAR ORTHOSES | 4 | YES
Y | DEVICES FOR PERSONS WITH DISABILITIES NOT INCLUDED IN OTHER CATEGORIES | Y060307 | THORACIC ORTHOSES | 4 | YES
Y | DEVICES FOR PERSONS WITH DISABILITIES NOT INCLUDED IN OTHER CATEGORIES | Y060308 | LUMBOSACRAL SPINE ORTHOSES | 4 | YES
Y | DEVICES FOR PERSONS WITH DISABILITIES NOT INCLUDED IN OTHER CATEGORIES | Y060309 | THORACOLUMBOSACRAL SPINE ORTHOSES | 4 | YES
Y | DEVICES FOR PERSONS WITH DISABILITIES NOT INCLUDED IN OTHER CATEGORIES | Y060312 | CERVICAL SPINE ORTHOSES | 4 | YES
Y | DEVICES FOR PERSONS WITH DISABILITIES NOT INCLUDED IN OTHER CATEGORIES | Y060315 | CERVICOTHORACIC SPINE ORTHOSES | 4 | YES
Y | DEVICES FOR PERSONS WITH DISABILITIES NOT INCLUDED IN OTHER CATEGORIES | Y060318 | CERVICOTHORACOLUMBOSACRAL SPINE ORTHOSES | 4 | YES
Y | DEVICES FOR PERSONS WITH DISABILITIES NOT INCLUDED IN OTHER CATEGORIES | Y060380 | SPINAL ORTHOSES - ACCESSORIES | 4 | YES
Y | DEVICES FOR PERSONS WITH DISABILITIES NOT INCLUDED IN OTHER CATEGORIES | Y060399 | SPINE ORTHOSES - OTHER | 4 | YES
Y | DEVICES FOR PERSONS WITH DISABILITIES NOT INCLUDED IN OTHER CATEGORIES | Y0604 | ABDOMINAL ORTHOSES | 3 | NO
Y | DEVICES FOR PERSONS WITH DISABILITIES NOT INCLUDED IN OTHER CATEGORIES | Y060403 | ABDOMINAL MUSCLES SUPPORTS | 4 | YES
Y | DEVICES FOR PERSONS WITH DISABILITIES NOT INCLUDED IN OTHER CATEGORIES | Y060406 | ABDOMINAL HERNIA SUPPORTS | 4 | YES
Y | DEVICES FOR PERSONS WITH DISABILITIES NOT INCLUDED IN OTHER CATEGORIES | Y060499 | ABDOMINAL ORTHOSES - OTHER | 4 | YES
Y | DEVICES FOR PERSONS WITH DISABILITIES NOT INCLUDED IN OTHER CATEGORIES | Y0606 | UPPER EXTREMITY ORTHOSES (SPLINTS AND BRACES) | 3 | NO
Y | DEVICES FOR PERSONS WITH DISABILITIES NOT INCLUDED IN OTHER CATEGORIES | Y060603 | FINGERS ORTHOSES | 4 | YES
Y | DEVICES FOR PERSONS WITH DISABILITIES NOT INCLUDED IN OTHER CATEGORIES | Y060606 | HAND ORTHOSES | 4 | YES
Y | DEVICES FOR PERSONS WITH DISABILITIES NOT INCLUDED IN OTHER CATEGORIES | Y060609 | WRIST (FOREARM) ORTHOSES | 4 | YES
Y | DEVICES FOR PERSONS WITH DISABILITIES NOT INCLUDED IN OTHER CATEGORIES | Y060612 | WRIST-HAND ORTHOSES | 4 | YES
Y | DEVICES FOR PERSONS WITH DISABILITIES NOT INCLUDED IN OTHER CATEGORIES | Y060613 | WRIST-HAND-FINGERS ORTHOSES | 4 | YES
Y | DEVICES FOR PERSONS WITH DISABILITIES NOT INCLUDED IN OTHER CATEGORIES | Y060615 | ELBOW ORTHOSES | 4 | YES
Y | DEVICES FOR PERSONS WITH DISABILITIES NOT INCLUDED IN OTHER CATEGORIES | Y060618 | ELBOW-WRIST ORTHOSES | 4 | YES
Y | DEVICES FOR PERSONS WITH DISABILITIES NOT INCLUDED IN OTHER CATEGORIES | Y060619 | ELBOW-WRIST-HAND ORTHOSES | 4 | YES
Y | DEVICES FOR PERSONS WITH DISABILITIES NOT INCLUDED IN OTHER CATEGORIES | Y060621 | SHOULDER ORTHOSES | 4 | YES
Y | DEVICES FOR PERSONS WITH DISABILITIES NOT INCLUDED IN OTHER CATEGORIES | Y060624 | SHOULDER-ELBOW ORTHOSES | 4 | YES
Y | DEVICES FOR PERSONS WITH DISABILITIES NOT INCLUDED IN OTHER CATEGORIES | Y060627 | SHOULDER-ELBOW - WRIST ORTHOSES | 4 | YES
Y | DEVICES FOR PERSONS WITH DISABILITIES NOT INCLUDED IN OTHER CATEGORIES | Y060630 | SHOULDER-ELBOW-WRIST- HAND ORTHOSES | 4 | YES
Y | DEVICES FOR PERSONS WITH DISABILITIES NOT INCLUDED IN OTHER CATEGORIES | Y060680 | UPPER LIMB ORTHOSES - ACCESSORIES | 4 | YES
Y | DEVICES FOR PERSONS WITH DISABILITIES NOT INCLUDED IN OTHER CATEGORIES | Y060699 | ORTHOSES, UPPER EXTREMITY - OTHER | 4 | YES
Y | DEVICES FOR PERSONS WITH DISABILITIES NOT INCLUDED IN OTHER CATEGORIES | Y0612 | ORTHOSIS, LOWER EXTREMITY (INSOLES, LIFTS, SPLINTS, BRACES, CLAMPS) | 3 | NO
Y | DEVICES FOR PERSONS WITH DISABILITIES NOT INCLUDED IN OTHER CATEGORIES | Y061203 | ORTHOSES, FOOT (INCLUDING INSOLES AND INSERTS) | 4 | YES
Y | DEVICES FOR PERSONS WITH DISABILITIES NOT INCLUDED IN OTHER CATEGORIES | Y061206 | ANKLE-FOOT ORTHOSES | 4 | NO
Y | DEVICES FOR PERSONS WITH DISABILITIES NOT INCLUDED IN OTHER CATEGORIES | Y06120601 | PASSIVE ANKLE-FOOT ORTHOSES | 5 | YES
Y | DEVICES FOR PERSONS WITH DISABILITIES NOT INCLUDED IN OTHER CATEGORIES | Y06120602 | ENERGY RETURN ANKLE-FOOT ORTHOSES | 5 | YES
Y | DEVICES FOR PERSONS WITH DISABILITIES NOT INCLUDED IN OTHER CATEGORIES | Y061209 | KNEE ORTHOSES | 4 | YES
Y | DEVICES FOR PERSONS WITH DISABILITIES NOT INCLUDED IN OTHER CATEGORIES | Y061212 | KNEE-ANKLE-FOOT ORTHOSES | 4 | NO
Y | DEVICES FOR PERSONS WITH DISABILITIES NOT INCLUDED IN OTHER CATEGORIES | Y06121201 | PASSIVE KNEE-ANKLE-FOOT ORTHOSES | 5 | YES
Y | DEVICES FOR PERSONS WITH DISABILITIES NOT INCLUDED IN OTHER CATEGORIES | Y06121202 | ENERGY RETURN ORTHOSES FOR KNEE-ANKLE-FOOT | 5 | YES
Y | DEVICES FOR PERSONS WITH DISABILITIES NOT INCLUDED IN OTHER CATEGORIES | Y06121203 | ACTIVE KNEE-ANKLE-FOOT ORTHOSES | 5 | YES
Y | DEVICES FOR PERSONS WITH DISABILITIES NOT INCLUDED IN OTHER CATEGORIES | Y061215 | HIP ORTHOSES (INCLUDING ABDUCTION ORTHOSES) | 4 | YES
Y | DEVICES FOR PERSONS WITH DISABILITIES NOT INCLUDED IN OTHER CATEGORIES | Y061216 | HIP-KNEE ORTHOSES | 4 | YES
Y | DEVICES FOR PERSONS WITH DISABILITIES NOT INCLUDED IN OTHER CATEGORIES | Y061217 | THIGH ORTHOSES | 4 | YES
Y | DEVICES FOR PERSONS WITH DISABILITIES NOT INCLUDED IN OTHER CATEGORIES | Y061218 | HIP-KNEE-ANKLE-FOOT ORTHOSES | 4 | YES
Y | DEVICES FOR PERSONS WITH DISABILITIES NOT INCLUDED IN OTHER CATEGORIES | Y061219 | CHEST-LUMB-SACRAL-HIP-KNEE-ANKLE-FOOT ORTHOSES | 4 | YES
Y | DEVICES FOR PERSONS WITH DISABILITIES NOT INCLUDED IN OTHER CATEGORIES | Y061280 | LOWER LIMB ORTHOSES - ACCESSORIES | 4 | YES
Y | DEVICES FOR PERSONS WITH DISABILITIES NOT INCLUDED IN OTHER CATEGORIES | Y061299 | LOWER EXTREMITY ORTHOSES - OTHER | 4 | YES
Y | DEVICES FOR PERSONS WITH DISABILITIES NOT INCLUDED IN OTHER CATEGORIES | Y0618 | UPPER EXTREMITY PROSTHESES | 3 | NO
Y | DEVICES FOR PERSONS WITH DISABILITIES NOT INCLUDED IN OTHER CATEGORIES | Y061803 | PARTIAL HAND PROSTHESES (INCLUDING FINGERS PROSTHESES) | 4 | YES
Y | DEVICES FOR PERSONS WITH DISABILITIES NOT INCLUDED IN OTHER CATEGORIES | Y061806 | WRIST DISARTICULATION PROSTHESES | 4 | YES
Y | DEVICES FOR PERSONS WITH DISABILITIES NOT INCLUDED IN OTHER CATEGORIES | Y061809 | TRANSRADIAL PROSTHESES (FOR AMPUTATION UNDER ELBOW) | 4 | YES
Y | DEVICES FOR PERSONS WITH DISABILITIES NOT INCLUDED IN OTHER CATEGORIES | Y061812 | ELBOW DISARTICULATION PROSTHESES | 4 | YES
Y | DEVICES FOR PERSONS WITH DISABILITIES NOT INCLUDED IN OTHER CATEGORIES | Y061815 | TRANSHUMERAL PROSTHESES (FOR AMPUTATION ABOVE ELBOW) | 4 | YES
Y | DEVICES FOR PERSONS WITH DISABILITIES NOT INCLUDED IN OTHER CATEGORIES | Y061818 | SHOULDER DISARTICULATION PROSTHESES | 4 | YES
Y | DEVICES FOR PERSONS WITH DISABILITIES NOT INCLUDED IN OTHER CATEGORIES | Y061899 | UPPER EXTREMITY PROSTHESES - OTHER | 4 | YES
Y | DEVICES FOR PERSONS WITH DISABILITIES NOT INCLUDED IN OTHER CATEGORIES | Y0624 | LOWER EXTREMITY PROSTHESES | 3 | NO
Y | DEVICES FOR PERSONS WITH DISABILITIES NOT INCLUDED IN OTHER CATEGORIES | Y062403 | FOOT PARTIAL PROSTHESES (INCLUDING TOE PROSTHESES) | 4 | YES
Y | DEVICES FOR PERSONS WITH DISABILITIES NOT INCLUDED IN OTHER CATEGORIES | Y062409 | TRANSTIBIAL PROSTHESES (FOR AMPUTATION UNDER KNEE) | 4 | YES
Y | DEVICES FOR PERSONS WITH DISABILITIES NOT INCLUDED IN OTHER CATEGORIES | Y062412 | KNEE DISARTICULATION PROSTHESES | 4 | YES
Y | DEVICES FOR PERSONS WITH DISABILITIES NOT INCLUDED IN OTHER CATEGORIES | Y062415 | TRANSFEMORAL PROSTHESES (FOR AMPUTATION ABOVE KNEE) | 4 | YES
Y | DEVICES FOR PERSONS WITH DISABILITIES NOT INCLUDED IN OTHER CATEGORIES | Y062418 | HIP DISARTICULATION PROSTHESES | 4 | YES
Y | DEVICES FOR PERSONS WITH DISABILITIES NOT INCLUDED IN OTHER CATEGORIES | Y062499 | LOWER EXTREMITY PROSTHESES - OTHER | 4 | YES
Y | DEVICES FOR PERSONS WITH DISABILITIES NOT INCLUDED IN OTHER CATEGORIES | Y0627 | COSMETIC AND NON-FUNCTIONAL LOWER LIMB PROSTHESES | 3 | NO
Y | DEVICES FOR PERSONS WITH DISABILITIES NOT INCLUDED IN OTHER CATEGORIES | Y062703 | AESTHETIC FILLERS, CALF AND THIGH | 4 | YES
Y | DEVICES FOR PERSONS WITH DISABILITIES NOT INCLUDED IN OTHER CATEGORIES | Y0630 | NON-EXTREMITY PROSTHESES | 3 | NO
Y | DEVICES FOR PERSONS WITH DISABILITIES NOT INCLUDED IN OTHER CATEGORIES | Y063018 | EXTERNAL BREAST PROSTHESES | 4 | YES
Y | DEVICES FOR PERSONS WITH DISABILITIES NOT INCLUDED IN OTHER CATEGORIES | Y063021 | OCULAR PROSTHESES | 4 | YES
Y | DEVICES FOR PERSONS WITH DISABILITIES NOT INCLUDED IN OTHER CATEGORIES | Y063099 | NON-EXTREMITY PROSTHESES - OTHER | 4 | YES
Y | DEVICES FOR PERSONS WITH DISABILITIES NOT INCLUDED IN OTHER CATEGORIES | Y0633 | ORTHOTIC SHOES | 3 | NO
Y | DEVICES FOR PERSONS WITH DISABILITIES NOT INCLUDED IN OTHER CATEGORIES | Y063303 | READY-MADE ORTHOTIC SHOES | 4 | YES
Y | DEVICES FOR PERSONS WITH DISABILITIES NOT INCLUDED IN OTHER CATEGORIES | Y0699 | EXTERNAL PROSTHESES AND ORTHOSES - OTHER | 3 | YES
Y | DEVICES FOR PERSONS WITH DISABILITIES NOT INCLUDED IN OTHER CATEGORIES | Y09 | PERSONAL CARE AIDS | 2 | NO
Y | DEVICES FOR PERSONS WITH DISABILITIES NOT INCLUDED IN OTHER CATEGORIES | Y0903 | CLOTHES, FOOTWEAR AND COVERS FOR PROSTHESES | 3 | NO
Y | DEVICES FOR PERSONS WITH DISABILITIES NOT INCLUDED IN OTHER CATEGORIES | Y090312 | GLOVES AND HANDLES FOR PROSTHESES | 4 | YES
Y | DEVICES FOR PERSONS WITH DISABILITIES NOT INCLUDED IN OTHER CATEGORIES | Y090327 | SOCKS FOR PROSTHESES | 4 | YES
Y | DEVICES FOR PERSONS WITH DISABILITIES NOT INCLUDED IN OTHER CATEGORIES | Y090342 | SHOES AND BOOTS FOR PROSTHESES | 4 | YES
Y | DEVICES FOR PERSONS WITH DISABILITIES NOT INCLUDED IN OTHER CATEGORIES | Y090399 | CLOTHES, FOOTWEAR AND COVERS FOR PROSTHESES - OTHER | 4 | YES
Y | DEVICES FOR PERSONS WITH DISABILITIES NOT INCLUDED IN OTHER CATEGORIES | Y0906 | BODY PROTECTION DEVICES | 3 | NO
Y | DEVICES FOR PERSONS WITH DISABILITIES NOT INCLUDED IN OTHER CATEGORIES | Y090612 | ARM AND ELBOW PROTECTIONS | 4 | YES
Y | DEVICES FOR PERSONS WITH DISABILITIES NOT INCLUDED IN OTHER CATEGORIES | Y090618 | LEG AND KNEE PROTECTIONS (INCLUDING SOCKS FOR AMPUTATED LEGS) | 4 | YES
Y | DEVICES FOR PERSONS WITH DISABILITIES NOT INCLUDED IN OTHER CATEGORIES | Y090699 | DEVICES FOR BODY PROTECTION - OTHER | 4 | YES
Y | DEVICES FOR PERSONS WITH DISABILITIES NOT INCLUDED IN OTHER CATEGORIES | Y0912 | DEJECTION DEVICES | 3 | NO
Y | DEVICES FOR PERSONS WITH DISABILITIES NOT INCLUDED IN OTHER CATEGORIES | Y091203 | CHAIRS, TOILET AND SHOWER | 4 | YES
Y | DEVICES FOR PERSONS WITH DISABILITIES NOT INCLUDED IN OTHER CATEGORIES | Y091209 | TOILET SEATS | 4 | YES
Y | DEVICES FOR PERSONS WITH DISABILITIES NOT INCLUDED IN OTHER CATEGORIES | Y091212 | TOILET STOOLS | 4 | YES
Y | DEVICES FOR PERSONS WITH DISABILITIES NOT INCLUDED IN OTHER CATEGORIES | Y091215 | TOILET SEATS, RAISED | 4 | YES
Y | DEVICES FOR PERSONS WITH DISABILITIES NOT INCLUDED IN OTHER CATEGORIES | Y091299 | DEJECTION DEVICES - OTHER | 4 | YES
Y | DEVICES FOR PERSONS WITH DISABILITIES NOT INCLUDED IN OTHER CATEGORIES | Y0933 | WASHING, BATHING AND SHOWERING DEVICES | 3 | NO
Y | DEVICES FOR PERSONS WITH DISABILITIES NOT INCLUDED IN OTHER CATEGORIES | Y093303 | FIXED AND ROTARY CHAIRS FOR BATH AND SHOWER | 4 | YES
Y | DEVICES FOR PERSONS WITH DISABILITIES NOT INCLUDED IN OTHER CATEGORIES | Y093312 | SHOWER STRETCHERS | 4 | YES
Y | DEVICES FOR PERSONS WITH DISABILITIES NOT INCLUDED IN OTHER CATEGORIES | Y093399 | WASHING, BATHING AND SHOWERING DEVICES - OTHER | 4 | YES
Y | DEVICES FOR PERSONS WITH DISABILITIES NOT INCLUDED IN OTHER CATEGORIES | Y0999 | PERSONAL CARE AIDS - OTHER | 3 | YES
Y | DEVICES FOR PERSONS WITH DISABILITIES NOT INCLUDED IN OTHER CATEGORIES | Y12 | PERSONAL MOBILITY DEVICES | 2 | NO
Y | DEVICES FOR PERSONS WITH DISABILITIES NOT INCLUDED IN OTHER CATEGORIES | Y1203 | WALKING DEVICES, ONE-HANDED OPERATION | 3 | NO
Y | DEVICES FOR PERSONS WITH DISABILITIES NOT INCLUDED IN OTHER CATEGORIES | Y120303 | WHITE STICKS FOR BLIND PERSONS | 4 | YES
Y | DEVICES FOR PERSONS WITH DISABILITIES NOT INCLUDED IN OTHER CATEGORIES | Y120306 | WALKING CRUTCHES | 4 | NO
Y | DEVICES FOR PERSONS WITH DISABILITIES NOT INCLUDED IN OTHER CATEGORIES | Y12030601 | ELBOW CRUTCHES | 5 | YES
Y | DEVICES FOR PERSONS WITH DISABILITIES NOT INCLUDED IN OTHER CATEGORIES | Y12030602 | CRUTCHES WITH ANTIBRACHIAL SUPPORT | 5 | YES
Y | DEVICES FOR PERSONS WITH DISABILITIES NOT INCLUDED IN OTHER CATEGORIES | Y12030603 | CRUTCHES WITH UNDER-AXLE SUPPORT | 5 | YES
Y | DEVICES FOR PERSONS WITH DISABILITIES NOT INCLUDED IN OTHER CATEGORIES | Y120315 | TRIPODS | 4 | YES
Y | DEVICES FOR PERSONS WITH DISABILITIES NOT INCLUDED IN OTHER CATEGORIES | Y120318 | QUADRIPODS | 4 | YES
Y | DEVICES FOR PERSONS WITH DISABILITIES NOT INCLUDED IN OTHER CATEGORIES | Y120380 | ONE ARM MANIPULATED WALKING AIDS - ACCESSORIES | 4 | YES
Y | DEVICES FOR PERSONS WITH DISABILITIES NOT INCLUDED IN OTHER CATEGORIES | Y120399 | WALKING DEVICES, ONE-HANDED OPERATION - OTHER | 4 | YES
Y | DEVICES FOR PERSONS WITH DISABILITIES NOT INCLUDED IN OTHER CATEGORIES | Y1206 | WALKING DEVICES, TWO-HANDED OPERATION | 3 | NO
Y | DEVICES FOR PERSONS WITH DISABILITIES NOT INCLUDED IN OTHER CATEGORIES | Y120603 | WALKING FRAMES, 4 TIPS | 4 | YES
Y | DEVICES FOR PERSONS WITH DISABILITIES NOT INCLUDED IN OTHER CATEGORIES | Y120606 | WHEELED WALKER | 4 | YES
Y | DEVICES FOR PERSONS WITH DISABILITIES NOT INCLUDED IN OTHER CATEGORIES | Y120609 | WALKING FRAMES WITH CHAIR, 4 WHEELS | 4 | YES
Y | DEVICES FOR PERSONS WITH DISABILITIES NOT INCLUDED IN OTHER CATEGORIES | Y120612 | WALKING TROLLEYS | 4 | YES
Y | DEVICES FOR PERSONS WITH DISABILITIES NOT INCLUDED IN OTHER CATEGORIES | Y120615 | POWER ASSISTED MOBILITY ROLLATORS | 4 | YES
Y | DEVICES FOR PERSONS WITH DISABILITIES NOT INCLUDED IN OTHER CATEGORIES | Y120680 | TWO ARMS MANIPULATED WALKING AIDS - ACCESSORIES | 4 | YES
Y | DEVICES FOR PERSONS WITH DISABILITIES NOT INCLUDED IN OTHER CATEGORIES | Y120699 | WALKING DEVICES, TWO-HANDED OPERATION - OTHER | 4 | YES
Y | DEVICES FOR PERSONS WITH DISABILITIES NOT INCLUDED IN OTHER CATEGORIES | Y1218 | CYCLES | 3 | NO
Y | DEVICES FOR PERSONS WITH DISABILITIES NOT INCLUDED IN OTHER CATEGORIES | Y121801 | BICYCLES | 4 | YES
Y | DEVICES FOR PERSONS WITH DISABILITIES NOT INCLUDED IN OTHER CATEGORIES | Y121806 | PEDAL TRICYCLES | 4 | YES
Y | DEVICES FOR PERSONS WITH DISABILITIES NOT INCLUDED IN OTHER CATEGORIES | Y121809 | MANUALLY PROPELLED TRICYCLES | 4 | YES
Y | DEVICES FOR PERSONS WITH DISABILITIES NOT INCLUDED IN OTHER CATEGORIES | Y121821 | RETRACTORS, BACKRESTS, BRACKETS AND SUPPORTS | 4 | YES
Y | DEVICES FOR PERSONS WITH DISABILITIES NOT INCLUDED IN OTHER CATEGORIES | Y121899 | CYCLES - OTHER | 4 | YES
Y | DEVICES FOR PERSONS WITH DISABILITIES NOT INCLUDED IN OTHER CATEGORIES | Y1221 | WHEELCHAIRS | 3 | NO
Y | DEVICES FOR PERSONS WITH DISABILITIES NOT INCLUDED IN OTHER CATEGORIES | Y122103 | PUSH WHEELCHAIRS | 4 | YES
Y | DEVICES FOR PERSONS WITH DISABILITIES NOT INCLUDED IN OTHER CATEGORIES | Y122106 | REAR SELF-PROPELLED WHEELCHAIRS | 4 | YES
Y | DEVICES FOR PERSONS WITH DISABILITIES NOT INCLUDED IN OTHER CATEGORIES | Y122109 | FRONT SELF-PROPELLED WHEELCHAIRS | 4 | YES
Y | DEVICES FOR PERSONS WITH DISABILITIES NOT INCLUDED IN OTHER CATEGORIES | Y122124 | ELECTRIC SCOOTERS | 4 | YES
Y | DEVICES FOR PERSONS WITH DISABILITIES NOT INCLUDED IN OTHER CATEGORIES | Y122127 | ELECTRIC WHEELCHAIRS | 4 | YES
Y | DEVICES FOR PERSONS WITH DISABILITIES NOT INCLUDED IN OTHER CATEGORIES | Y122130 | DISABILITY MOPEDS, 3-WHEELED | 4 | YES
Y | DEVICES FOR PERSONS WITH DISABILITIES NOT INCLUDED IN OTHER CATEGORIES | Y122199 | WHEELCHAIRS - OTHER | 4 | YES
Y | DEVICES FOR PERSONS WITH DISABILITIES NOT INCLUDED IN OTHER CATEGORIES | Y1224 | WHEELCHAIR ACCESSORIES | 3 | NO
Y | DEVICES FOR PERSONS WITH DISABILITIES NOT INCLUDED IN OTHER CATEGORIES | Y122403 | WHEELCHAIR FOOTRESTS, SUPPORTS AND CONTROLS | 4 | YES
Y | DEVICES FOR PERSONS WITH DISABILITIES NOT INCLUDED IN OTHER CATEGORIES | Y122406 | BELTS, SEATS AND ARMRESTS FOR WHEELCHAIRS | 4 | YES
Y | DEVICES FOR PERSONS WITH DISABILITIES NOT INCLUDED IN OTHER CATEGORIES | Y122409 | HANDRIMS AND ONE-ARM-DRIVE SYSTEMS | 4 | YES
Y | DEVICES FOR PERSONS WITH DISABILITIES NOT INCLUDED IN OTHER CATEGORIES | Y122410 | ELECTRIC PROPULSION UNIT | 4 | YES
Y | DEVICES FOR PERSONS WITH DISABILITIES NOT INCLUDED IN OTHER CATEGORIES | Y122411 | WHEELCHAIR UNICYCLE | 4 | YES
Y | DEVICES FOR PERSONS WITH DISABILITIES NOT INCLUDED IN OTHER CATEGORIES | Y122412 | WHEELCHAIR LIGHTS | 4 | YES
Y | DEVICES FOR PERSONS WITH DISABILITIES NOT INCLUDED IN OTHER CATEGORIES | Y122499 | WHEELCHAIRS ACCESSORIES - OTHER | 4 | YES
Y | DEVICES FOR PERSONS WITH DISABILITIES NOT INCLUDED IN OTHER CATEGORIES | Y1227 | NON-MOTORIZED VEHICLES AND MEANS OF TRANSPORT | 3 | NO
Y | DEVICES FOR PERSONS WITH DISABILITIES NOT INCLUDED IN OTHER CATEGORIES | Y122703 | PUSHCHAIRS | 4 | YES
Y | DEVICES FOR PERSONS WITH DISABILITIES NOT INCLUDED IN OTHER CATEGORIES | Y122799 | NON-MOTORIZED VEHICLES AND MEANS OF TRANSPORT - OTHER | 4 | YES
Y | DEVICES FOR PERSONS WITH DISABILITIES NOT INCLUDED IN OTHER CATEGORIES | Y1299 | PERSONAL MOBILITY DEVICES - OTHER | 3 | YES
Y | DEVICES FOR PERSONS WITH DISABILITIES NOT INCLUDED IN OTHER CATEGORIES | Y15 | DOMESTIC ACTIVITIES AIDS | 2 | NO
Y | DEVICES FOR PERSONS WITH DISABILITIES NOT INCLUDED IN OTHER CATEGORIES | Y1509 | ASSISTIVE EATING AND DRINKING DEVICES | 3 | NO
Y | DEVICES FOR PERSONS WITH DISABILITIES NOT INCLUDED IN OTHER CATEGORIES | Y150912 | CUTLERY | 4 | YES
Y | DEVICES FOR PERSONS WITH DISABILITIES NOT INCLUDED IN OTHER CATEGORIES | Y150915 | GLASSES AND CUPS | 4 | YES
Y | DEVICES FOR PERSONS WITH DISABILITIES NOT INCLUDED IN OTHER CATEGORIES | Y150918 | ADAPTABLE DISHES | 4 | YES
Y | DEVICES FOR PERSONS WITH DISABILITIES NOT INCLUDED IN OTHER CATEGORIES | Y150921 | ADAPTABLE CUTTERS AND EDGES FOR DISHES | 4 | YES
Y | DEVICES FOR PERSONS WITH DISABILITIES NOT INCLUDED IN OTHER CATEGORIES | Y150999 | ASSISTIVE EATING AND DRINKING DEVICES - OTHER | 4 | YES
Y | DEVICES FOR PERSONS WITH DISABILITIES NOT INCLUDED IN OTHER CATEGORIES | Y1599 | HOUSEHOLD ACTIVITIES AIDS - OTHER | 3 | YES
Y | DEVICES FOR PERSONS WITH DISABILITIES NOT INCLUDED IN OTHER CATEGORIES | Y18 | AIDS, FURNITURE AND HOME AIDS FOR PERSONS WITH DISABILITIES | 2 | NO
Y | DEVICES FOR PERSONS WITH DISABILITIES NOT INCLUDED IN OTHER CATEGORIES | Y1803 | ASSISTIVE TABLES | 3 | YES
Y | DEVICES FOR PERSONS WITH DISABILITIES NOT INCLUDED IN OTHER CATEGORIES | Y1809 | CHAIRS / POSTURE SYSTEMS / SEAT POSITIONING AIDS | 3 | NO
Y | DEVICES FOR PERSONS WITH DISABILITIES NOT INCLUDED IN OTHER CATEGORIES | Y180918 | MULTIFUNCTIONAL CHAIRS | 4 | YES
Y | DEVICES FOR PERSONS WITH DISABILITIES NOT INCLUDED IN OTHER CATEGORIES | Y180939 | MODULAR POSTURE SYSTEMS | 4 | YES
Y | DEVICES FOR PERSONS WITH DISABILITIES NOT INCLUDED IN OTHER CATEGORIES | Y180980 | SEATING SYSTEMS / POSTURE SYSTEMS / SEATING AIDS - ACCESSORIES | 4 | YES
Y | DEVICES FOR PERSONS WITH DISABILITIES NOT INCLUDED IN OTHER CATEGORIES | Y180999 | CHAIRS / POSTURE SYSTEMS / SEAT POSITIONING AIDS - OTHER | 4 | YES
Y | DEVICES FOR PERSONS WITH DISABILITIES NOT INCLUDED IN OTHER CATEGORIES | Y1818 | SUPPORT SYSTEMS | 3 | NO
Y | DEVICES FOR PERSONS WITH DISABILITIES NOT INCLUDED IN OTHER CATEGORIES | Y181803 | HANDRAILS | 4 | YES
Y | DEVICES FOR PERSONS WITH DISABILITIES NOT INCLUDED IN OTHER CATEGORIES | Y181806 | HANDLES | 4 | YES
Y | DEVICES FOR PERSONS WITH DISABILITIES NOT INCLUDED IN OTHER CATEGORIES | Y181809 | ARMRESTS | 4 | YES
Y | DEVICES FOR PERSONS WITH DISABILITIES NOT INCLUDED IN OTHER CATEGORIES | Y181899 | SUPPORT SYSTEMS - OTHER | 4 | YES
Y | DEVICES FOR PERSONS WITH DISABILITIES NOT INCLUDED IN OTHER CATEGORIES | Y1830 | LIFTING DEVICES (STAIRLIFTS) | 3 | NO
Y | DEVICES FOR PERSONS WITH DISABILITIES NOT INCLUDED IN OTHER CATEGORIES | Y183012 | MOBILE STAIRLIFTS | 4 | YES
Y | DEVICES FOR PERSONS WITH DISABILITIES NOT INCLUDED IN OTHER CATEGORIES | Y183015 | PORTABLE RAMPS | 4 | YES
Y | DEVICES FOR PERSONS WITH DISABILITIES NOT INCLUDED IN OTHER CATEGORIES | Y183099 | LIFTING DEVICES (STAIRLIFTS) - OTHER | 4 | YES
Y | DEVICES FOR PERSONS WITH DISABILITIES NOT INCLUDED IN OTHER CATEGORIES | Y1899 | AIDS, FURNITURE AND HOME AIDS FOR PERSONS WITH DISABILITIES - OTHER | 3 | YES
Y | DEVICES FOR PERSONS WITH DISABILITIES NOT INCLUDED IN OTHER CATEGORIES | Y21 | COMMUNICATION AND INFORMATION MANAGEMENT AIDS | 2 | NO
Y | DEVICES FOR PERSONS WITH DISABILITIES NOT INCLUDED IN OTHER CATEGORIES | Y2103 | OPTICAL AIDS | 3 | NO
Y | DEVICES FOR PERSONS WITH DISABILITIES NOT INCLUDED IN OTHER CATEGORIES | Y210306 | PRISMATIC OPHTHALMIC LENSES FOR RAISING AND LOWERING THE EYE WITH PROSTHESES | 4 | YES
Y | DEVICES FOR PERSONS WITH DISABILITIES NOT INCLUDED IN OTHER CATEGORIES | Y210321 | FAR SIGHTEDNESS TELESCOPIC SYSTEMS/SPECTACLES | 4 | YES
Y | DEVICES FOR PERSONS WITH DISABILITIES NOT INCLUDED IN OTHER CATEGORIES | Y210324 | NEAR SIGHTEDNESS TELESCOPIC SYSTEMS/SPECTACLES | 4 | YES
Y | DEVICES FOR PERSONS WITH DISABILITIES NOT INCLUDED IN OTHER CATEGORIES | Y210330 | MAGNIFYING ACHROMATIC DOUBLET LENSES | 4 | YES
Y | DEVICES FOR PERSONS WITH DISABILITIES NOT INCLUDED IN OTHER CATEGORIES | Y210333 | PRISMATIC SPECTACLES | 4 | YES
Y | DEVICES FOR PERSONS WITH DISABILITIES NOT INCLUDED IN OTHER CATEGORIES | Y210336 | OCCLUSION AND ANTI-RADIATION FILTERS | 4 | YES
Y | DEVICES FOR PERSONS WITH DISABILITIES NOT INCLUDED IN OTHER CATEGORIES | Y210399 | OPTICAL AIDS - OTHER | 4 | YES
Y | DEVICES FOR PERSONS WITH DISABILITIES NOT INCLUDED IN OTHER CATEGORIES | Y2106 | OPTICAL ELECTRONIC AIDS | 3 | NO
Y | DEVICES FOR PERSONS WITH DISABILITIES NOT INCLUDED IN OTHER CATEGORIES | Y210603 | VIDEO MAGNIFIERS | 4 | YES
Y | DEVICES FOR PERSONS WITH DISABILITIES NOT INCLUDED IN OTHER CATEGORIES | Y210606 | OCR SYSTEMS | 4 | YES
Y | DEVICES FOR PERSONS WITH DISABILITIES NOT INCLUDED IN OTHER CATEGORIES | Y210609 | MAGNIFIERS FOR PERSONAL COMPUTERS | 4 | YES
Y | DEVICES FOR PERSONS WITH DISABILITIES NOT INCLUDED IN OTHER CATEGORIES | Y210699 | ELECTRONIC OPTICAL AIDS - OTHER | 4 | YES
Y | DEVICES FOR PERSONS WITH DISABILITIES NOT INCLUDED IN OTHER CATEGORIES | Y2109 | PERSONAL COMPUTER INPUT AND OUTPUT PERIPHERAL EQUIPMENT | 3 | NO
Y | DEVICES FOR PERSONS WITH DISABILITIES NOT INCLUDED IN OTHER CATEGORIES | Y210905 | EXTERNAL SENSOR INTERFACES | 4 | YES
Y | DEVICES FOR PERSONS WITH DISABILITIES NOT INCLUDED IN OTHER CATEGORIES | Y210906 | MOUSE AND KEYBOARD EMULATORS | 4 | YES
Y | DEVICES FOR PERSONS WITH DISABILITIES NOT INCLUDED IN OTHER CATEGORIES | Y210915 | VOCAL SYNTHESIS DEVICES | 4 | YES
Y | DEVICES FOR PERSONS WITH DISABILITIES NOT INCLUDED IN OTHER CATEGORIES | Y210924 | ARM SUPPORTS | 4 | YES
Y | DEVICES FOR PERSONS WITH DISABILITIES NOT INCLUDED IN OTHER CATEGORIES | Y210999 | PERSONAL COMPUTER INPUT AND OUTPUT PERIPHERAL EQUIPMENT - OTHER | 4 | YES
Y | DEVICES FOR PERSONS WITH DISABILITIES NOT INCLUDED IN OTHER CATEGORIES | Y2115 | WRITING MACHINES AND TEXT PROCESSING SYSTEMS | 3 | NO
Y | DEVICES FOR PERSONS WITH DISABILITIES NOT INCLUDED IN OTHER CATEGORIES | Y211518 | WRITING SOFTWARE | 4 | YES
Y | DEVICES FOR PERSONS WITH DISABILITIES NOT INCLUDED IN OTHER CATEGORIES | Y211599 | WRITING MACHINES AND TEXT PROCESSING SYSTEMS - OTHER | 4 | YES
Y | DEVICES FOR PERSONS WITH DISABILITIES NOT INCLUDED IN OTHER CATEGORIES | Y2127 | NON-OPTICAL READING AIDS | 3 | NO
Y | DEVICES FOR PERSONS WITH DISABILITIES NOT INCLUDED IN OTHER CATEGORIES | Y212703 | PAGE-TURNERS | 4 | YES
Y | DEVICES FOR PERSONS WITH DISABILITIES NOT INCLUDED IN OTHER CATEGORIES | Y212706 | BOOKRESTS | 4 | YES
Y | DEVICES FOR PERSONS WITH DISABILITIES NOT INCLUDED IN OTHER CATEGORIES | Y2136 | TELEPHONES AND TELEPHONING AIDS | 3 | NO
Y | DEVICES FOR PERSONS WITH DISABILITIES NOT INCLUDED IN OTHER CATEGORIES | Y213603 | EASY ACCESS TELEPHONES | 4 | YES
Y | DEVICES FOR PERSONS WITH DISABILITIES NOT INCLUDED IN OTHER CATEGORIES | Y213609 | TELEPHONE COMMUNICATORS | 4 | YES
Y | DEVICES FOR PERSONS WITH DISABILITIES NOT INCLUDED IN OTHER CATEGORIES | Y213624 | TELEPHONE HANDSET REPLACEMENT DEVICES AND CALL SIGNALERS | 4 | YES
Y | DEVICES FOR PERSONS WITH DISABILITIES NOT INCLUDED IN OTHER CATEGORIES | Y213699 | TELEPHONES AND TELEPHONING AIDS - OTHER | 4 | YES
Y | DEVICES FOR PERSONS WITH DISABILITIES NOT INCLUDED IN OTHER CATEGORIES | Y2139 | SOUND TRANSMISSION SYSTEMS | 3 | NO
Y | DEVICES FOR PERSONS WITH DISABILITIES NOT INCLUDED IN OTHER CATEGORIES | Y213924 | MF RECEIVER-TRANSMITTERS | 4 | YES
Y | DEVICES FOR PERSONS WITH DISABILITIES NOT INCLUDED IN OTHER CATEGORIES | Y213999 | SOUND TRANSMISSION SYSTEMS - OTHER | 4 | YES
Y | DEVICES FOR PERSONS WITH DISABILITIES NOT INCLUDED IN OTHER CATEGORIES | Y2142 | INTERPERSONAL COMUNICATION DEVICES | 3 | NO
Y | DEVICES FOR PERSONS WITH DISABILITIES NOT INCLUDED IN OTHER CATEGORIES | Y214209 | ALPHABETIC AND SYMBOLIC COMMUNICATORS | 4 | YES
Y | DEVICES FOR PERSONS WITH DISABILITIES NOT INCLUDED IN OTHER CATEGORIES | Y214212 | VOICE GENERATORS | 4 | YES
Y | DEVICES FOR PERSONS WITH DISABILITIES NOT INCLUDED IN OTHER CATEGORIES | Y214224 | AUGMENTATIVE SOFTWARE | 4 | YES
Y | DEVICES FOR PERSONS WITH DISABILITIES NOT INCLUDED IN OTHER CATEGORIES | Y214299 | DEVICES FOR INTERPERSONAL COMUNICATION - OTHER | 4 | YES
Y | DEVICES FOR PERSONS WITH DISABILITIES NOT INCLUDED IN OTHER CATEGORIES | Y2145 | HEARING AIDS | 3 | NO
Y | DEVICES FOR PERSONS WITH DISABILITIES NOT INCLUDED IN OTHER CATEGORIES | Y214506 | AIR CONDUCTION HEARING AIDS | 4 | NO
Y | DEVICES FOR PERSONS WITH DISABILITIES NOT INCLUDED IN OTHER CATEGORIES | Y21450601 | BEHIND-THE-EAR HEARING AIDS (BTEs) | 5 | NO
Y | DEVICES FOR PERSONS WITH DISABILITIES NOT INCLUDED IN OTHER CATEGORIES | Y2145060101 | BEHIND-THE-EAR HEARING AIDS WITH RECEIVER IN THE DEVICE (BTE) | 6 | YES
Y | DEVICES FOR PERSONS WITH DISABILITIES NOT INCLUDED IN OTHER CATEGORIES | Y2145060102 | BEHIND-THE-EAR HEARING AIDS WITH RECEIVER IN THE CANAL (RIC, RITE) | 6 | YES
Y | DEVICES FOR PERSONS WITH DISABILITIES NOT INCLUDED IN OTHER CATEGORIES | Y21450602 | IN-THE-EAR HEARING AIDS (ITEs) | 5 | NO
Y | DEVICES FOR PERSONS WITH DISABILITIES NOT INCLUDED IN OTHER CATEGORIES | Y2145060201 | HEARING AID IN THE-EAR (ITE) | 6 | YES
Y | DEVICES FOR PERSONS WITH DISABILITIES NOT INCLUDED IN OTHER CATEGORIES | Y2145060202 | HEARING AIDS IN-THE-CANAL (ITC) | 6 | YES
Y | DEVICES FOR PERSONS WITH DISABILITIES NOT INCLUDED IN OTHER CATEGORIES | Y2145060203 | HEARING AIDS COMPLETELY-IN-THE-CANAL (CIC) | 6 | YES
Y | DEVICES FOR PERSONS WITH DISABILITIES NOT INCLUDED IN OTHER CATEGORIES | Y2145060204 | HEARING AIDS INVISIBLE-IN-THE-CANAL (IIC) | 6 | YES
Y | DEVICES FOR PERSONS WITH DISABILITIES NOT INCLUDED IN OTHER CATEGORIES | Y21450603 | BOX HEARING AIDS | 5 | YES
Y | DEVICES FOR PERSONS WITH DISABILITIES NOT INCLUDED IN OTHER CATEGORIES | Y214509 | BONE CONDUCTION HEARING AIDS | 4 | NO
Y | DEVICES FOR PERSONS WITH DISABILITIES NOT INCLUDED IN OTHER CATEGORIES | Y21450901 | SPECTACLE HEARING AIDS | 5 | YES
Y | DEVICES FOR PERSONS WITH DISABILITIES NOT INCLUDED IN OTHER CATEGORIES | Y21450902 | HEADBAND HEARING AIDS | 5 | YES
Y | DEVICES FOR PERSONS WITH DISABILITIES NOT INCLUDED IN OTHER CATEGORIES | Y21450903 | HEARING AIDS WITH ELASTIC BAND | 5 | YES
Y | DEVICES FOR PERSONS WITH DISABILITIES NOT INCLUDED IN OTHER CATEGORIES | Y21450904 | HEARING AIDS USING ADHESIVE PATCH | 5 | YES
Y | DEVICES FOR PERSONS WITH DISABILITIES NOT INCLUDED IN OTHER CATEGORIES | Y214580 | HEARING AIDS OR HEARING DEVICES - ACCESSORIES | 4 | YES
Y | DEVICES FOR PERSONS WITH DISABILITIES NOT INCLUDED IN OTHER CATEGORIES | Y214599 | HEARING AIDS - OTHER | 4 | YES
Y | DEVICES FOR PERSONS WITH DISABILITIES NOT INCLUDED IN OTHER CATEGORIES | Y2151 | ALARM SYSTEMS + SIGNALLING, INDICATION AND REMINDER AIDS | 3 | NO
Y | DEVICES FOR PERSONS WITH DISABILITIES NOT INCLUDED IN OTHER CATEGORIES | Y215112 | CLOCKS FOR PERSONS WITH DISABILITIES | 4 | YES
Y | DEVICES FOR PERSONS WITH DISABILITIES NOT INCLUDED IN OTHER CATEGORIES | Y215199 | ALARM SYSTEMS + SIGNALING, INDICATION AND REMINDER AIDS - OTHER | 4 | YES
Y | DEVICES FOR PERSONS WITH DISABILITIES NOT INCLUDED IN OTHER CATEGORIES | Y2199 | COMMUNICATION AND INFORMATION MANAGEMENT AIDS - OTHER | 3 | YES
Y | DEVICES FOR PERSONS WITH DISABILITIES NOT INCLUDED IN OTHER CATEGORIES | Y24 | OBJECT MANIPULATION DEVICES | 2 | NO
Y | DEVICES FOR PERSONS WITH DISABILITIES NOT INCLUDED IN OTHER CATEGORIES | Y2409 | CONTROL DEVICES AND SYSTEMS | 3 | NO
Y | DEVICES FOR PERSONS WITH DISABILITIES NOT INCLUDED IN OTHER CATEGORIES | Y240918 | CONTROL SENSORS | 4 | YES
Y | DEVICES FOR PERSONS WITH DISABILITIES NOT INCLUDED IN OTHER CATEGORIES | Y240999 | CONTROL DEVICES AND SYSTEMS - OTHER | 4 | YES
Y | DEVICES FOR PERSONS WITH DISABILITIES NOT INCLUDED IN OTHER CATEGORIES | Y2412 | AMBIENT CONTROL SYSTEMS | 3 | NO
Y | DEVICES FOR PERSONS WITH DISABILITIES NOT INCLUDED IN OTHER CATEGORIES | Y241203 | PROGRAMMABLE REMOTE CONTROLS, HOME AUTOMATION SYSTEMS, CONTROL SATELLITES | 4 | YES
Y | DEVICES FOR PERSONS WITH DISABILITIES NOT INCLUDED IN OTHER CATEGORIES | Y241299 | AMBIENT CONTROL SYSTEMS - OTHER | 4 | YES
Y | DEVICES FOR PERSONS WITH DISABILITIES NOT INCLUDED IN OTHER CATEGORIES | Y2418 | ARM, HAND, FINGER FUNCTION AID AND/OR SUBSTITUTION DEVICES | 3 | NO
Y | DEVICES FOR PERSONS WITH DISABILITIES NOT INCLUDED IN OTHER CATEGORIES | Y241815 | FUNCTIONAL HELMETS | 4 | YES
Y | DEVICES FOR PERSONS WITH DISABILITIES NOT INCLUDED IN OTHER CATEGORIES | Y241899 | ARM, HAND, FINGER FUNCTION AID AND/OR SUBSTITUTION DEVICES - OTHER | 4 | YES
Y | DEVICES FOR PERSONS WITH DISABILITIES NOT INCLUDED IN OTHER CATEGORIES | Y2421 | DEVICES FOR REACHING AND GRASPING OBJECTS | 3 | NO
Y | DEVICES FOR PERSONS WITH DISABILITIES NOT INCLUDED IN OTHER CATEGORIES | Y242103 | MANUAL PREHENSILE GRIPPERS | 4 | YES
Y | DEVICES FOR PERSONS WITH DISABILITIES NOT INCLUDED IN OTHER CATEGORIES | Y242199 | DEVICES FOR REACHING AND GRASPING OBJECTS - OTHER | 4 | YES
Y | DEVICES FOR PERSONS WITH DISABILITIES NOT INCLUDED IN OTHER CATEGORIES | Y2499 | DEVICES FOR OBJECT MANIPULATION - OTHER | 3 | YES
Y | DEVICES FOR PERSONS WITH DISABILITIES NOT INCLUDED IN OTHER CATEGORIES | Y99 | DEVICES FOR PERSONS WITH DISABILITIES NOT INCLUDED IN OTHER CATEGORIES - OTHER | 2 | YES
Z | MEDICAL EQUIPMENT AND RELATED ACCESSORIES, SOFTWARE AND CONSUMABLES | Z | MEDICAL EQUIPMENT AND RELATED ACCESSORIES, SOFTWARE AND CONSUMABLES | 1 | NO
Z | MEDICAL EQUIPMENT AND RELATED ACCESSORIES, SOFTWARE AND CONSUMABLES | Z11 | BIOIMAGING AND RADIOTHERAPY INSTRUMENTS | 2 | NO
Z | MEDICAL EQUIPMENT AND RELATED ACCESSORIES, SOFTWARE AND CONSUMABLES | Z1101 | RADIOTHERAPY AND RADIOSURGERY INSTRUMENTS | 3 | NO
Z | MEDICAL EQUIPMENT AND RELATED ACCESSORIES, SOFTWARE AND CONSUMABLES | Z110101 | LINEAR ACCELERATORS | 4 | NO
Z | MEDICAL EQUIPMENT AND RELATED ACCESSORIES, SOFTWARE AND CONSUMABLES | Z11010101 | SINGLE ENERGY LINEAR ACCELERATORS | 5 | YES
Z | MEDICAL EQUIPMENT AND RELATED ACCESSORIES, SOFTWARE AND CONSUMABLES | Z11010102 | MEDIUM AND MULTI ENERGY LINEAR ACCELERATORS | 5 | YES
Z | MEDICAL EQUIPMENT AND RELATED ACCESSORIES, SOFTWARE AND CONSUMABLES | Z11010103 | MULTI AND HIGH ENERGY LINEAR ACCELERATORS | 5 | YES
Z | MEDICAL EQUIPMENT AND RELATED ACCESSORIES, SOFTWARE AND CONSUMABLES | Z11010104 | INTRA-OPERATIVE LINEAR ACCELERATORS | 5 | YES
Z | MEDICAL EQUIPMENT AND RELATED ACCESSORIES, SOFTWARE AND CONSUMABLES | Z11010180 | LINEAR ACCELERATORS - HARDWARE ACCESSORIES | 5 | YES
Z | MEDICAL EQUIPMENT AND RELATED ACCESSORIES, SOFTWARE AND CONSUMABLES | Z11010182 | LINEAR ACCELERATORS - SOFTWARE ACCESSORIES | 5 | YES
Z | MEDICAL EQUIPMENT AND RELATED ACCESSORIES, SOFTWARE AND CONSUMABLES | Z11010185 | LINEAR ACCELERATORS - CONSUMABLES | 5 | YES
Z | MEDICAL EQUIPMENT AND RELATED ACCESSORIES, SOFTWARE AND CONSUMABLES | Z11010192 | LINEAR ACCELERATORS - MEDICAL DEVICE SOFTWARE | 5 | YES
Z | MEDICAL EQUIPMENT AND RELATED ACCESSORIES, SOFTWARE AND CONSUMABLES | Z11010199 | LINEAR ACCELERATORS – OTHER | 5 | YES
Z | MEDICAL EQUIPMENT AND RELATED ACCESSORIES, SOFTWARE AND CONSUMABLES | Z110102 | RADIOTHERAPY SIMULATION INSTRUMENTS | 4 | NO
Z | MEDICAL EQUIPMENT AND RELATED ACCESSORIES, SOFTWARE AND CONSUMABLES | Z11010201 | RADIOTHERAPY SIMULATORS | 5 | YES
Z | MEDICAL EQUIPMENT AND RELATED ACCESSORIES, SOFTWARE AND CONSUMABLES | Z11010202 | COMPUTED TOMOGRAPHY (CT) FOR RADIOTHERAPY SIMULATION | 5 | YES
Z | MEDICAL EQUIPMENT AND RELATED ACCESSORIES, SOFTWARE AND CONSUMABLES | Z11010280 | INSTRUMENTS FOR RADIOTHERAPY SIMULATION - HARDWARE ACCESSORIES | 5 | YES
Z | MEDICAL EQUIPMENT AND RELATED ACCESSORIES, SOFTWARE AND CONSUMABLES | Z11010282 | INSTRUMENTS FOR RADIOTHERAPY SIMULATION - SOFTWARE ACCESSORIES | 5 | YES
Z | MEDICAL EQUIPMENT AND RELATED ACCESSORIES, SOFTWARE AND CONSUMABLES | Z11010285 | INSTRUMENTS FOR RADIOTHERAPY SIMULATION - CONSUMABLES | 5 | YES
Z | MEDICAL EQUIPMENT AND RELATED ACCESSORIES, SOFTWARE AND CONSUMABLES | Z11010292 | INSTRUMENTS FOR RADIOTHERAPY SIMULATION - MEDICAL DEVICE SOFTWARE | 5 | YES
Z | MEDICAL EQUIPMENT AND RELATED ACCESSORIES, SOFTWARE AND CONSUMABLES | Z110103 | BRACHYTHERAPY RADIATION INSTRUMENTS | 4 | NO
Z | MEDICAL EQUIPMENT AND RELATED ACCESSORIES, SOFTWARE AND CONSUMABLES | Z11010301 | BRACHYTHERAPY RADIATION SYSTEMS | 5 | YES
Z | MEDICAL EQUIPMENT AND RELATED ACCESSORIES, SOFTWARE AND CONSUMABLES | Z11010380 | BRACHYTHERAPY RADIATION SYSTEMS - HARDWARE ACCESSORIES | 5 | YES
Z | MEDICAL EQUIPMENT AND RELATED ACCESSORIES, SOFTWARE AND CONSUMABLES | Z11010382 | BRACHYTHERAPY RADIATION SYSTEMS - SOFTWARE ACCESSORIES | 5 | YES
Z | MEDICAL EQUIPMENT AND RELATED ACCESSORIES, SOFTWARE AND CONSUMABLES | Z11010385 | BRACHYTHERAPY RADIATION SYSTEMS - CONSUMABLES | 5 | YES
Z | MEDICAL EQUIPMENT AND RELATED ACCESSORIES, SOFTWARE AND CONSUMABLES | Z11010392 | BRACHYTHERAPY RADIATION SYSTEMS - MEDICAL DEVICE SOFTWARE | 5 | YES
Z | MEDICAL EQUIPMENT AND RELATED ACCESSORIES, SOFTWARE AND CONSUMABLES | Z110104 | RADIOTHERAPY TREATMENT PLANNING INSTRUMENTS | 4 | NO
Z | MEDICAL EQUIPMENT AND RELATED ACCESSORIES, SOFTWARE AND CONSUMABLES | Z11010401 | RADIOTHERAPY TREATMENT PLANNING SYSTEMS | 5 | YES
Z | MEDICAL EQUIPMENT AND RELATED ACCESSORIES, SOFTWARE AND CONSUMABLES | Z11010480 | RADIOTHERAPY TREATMENT PLANNING INSTRUMENTS - HARDWARE ACCESSORIES | 5 | YES
Z | MEDICAL EQUIPMENT AND RELATED ACCESSORIES, SOFTWARE AND CONSUMABLES | Z11010482 | RADIOTHERAPY TREATMENT PLANNING INSTRUMENTS - SOFTWARE ACCESSORIES | 5 | YES
Z | MEDICAL EQUIPMENT AND RELATED ACCESSORIES, SOFTWARE AND CONSUMABLES | Z11010485 | RADIOTHERAPY TREATMENT PLANNING INSTRUMENTS - CONSUMABLES | 5 | YES
Z | MEDICAL EQUIPMENT AND RELATED ACCESSORIES, SOFTWARE AND CONSUMABLES | Z11010492 | RADIOTHERAPY TREATMENT PLANNING INSTRUMENTS - MEDICAL DEVICE SOFTWARE | 5 | YES
Z | MEDICAL EQUIPMENT AND RELATED ACCESSORIES, SOFTWARE AND CONSUMABLES | Z110105 | INTRAVASCULAR RADIOTHERAPY INSTRUMENTS | 4 | NO
Z | MEDICAL EQUIPMENT AND RELATED ACCESSORIES, SOFTWARE AND CONSUMABLES | Z11010501 | INTRAVASCULAR RADIOTHERAPY SYSTEMS | 5 | YES
Z | MEDICAL EQUIPMENT AND RELATED ACCESSORIES, SOFTWARE AND CONSUMABLES | Z11010580 | INTRAVASCULAR RADIOTHERAPY INSTRUMENTS - HARDWARE ACCESSORIES | 5 | YES
Z | MEDICAL EQUIPMENT AND RELATED ACCESSORIES, SOFTWARE AND CONSUMABLES | Z11010582 | INTRAVASCULAR RADIOTHERAPY INSTRUMENTS - SOFTWARE ACCESSORIES | 5 | YES
Z | MEDICAL EQUIPMENT AND RELATED ACCESSORIES, SOFTWARE AND CONSUMABLES | Z11010585 | INTRAVASCULAR RADIOTHERAPY INSTRUMENTS - CONSUMABLES | 5 | YES
Z | MEDICAL EQUIPMENT AND RELATED ACCESSORIES, SOFTWARE AND CONSUMABLES | Z11010592 | INTRAVASCULAR RADIOTHERAPY INSTRUMENTS - MEDICAL DEVICE SOFTWARE | 5 | YES
Z | MEDICAL EQUIPMENT AND RELATED ACCESSORIES, SOFTWARE AND CONSUMABLES | Z110107 | RADIOSURGERY INSTRUMENTS | 4 | NO
Z | MEDICAL EQUIPMENT AND RELATED ACCESSORIES, SOFTWARE AND CONSUMABLES | Z11010701 | RADIOSURGERY SYSTEMS | 5 | YES
Z | MEDICAL EQUIPMENT AND RELATED ACCESSORIES, SOFTWARE AND CONSUMABLES | Z11010780 | RADIOSURGERY INSTRUMENTS - HARDWARE ACCESSORIES | 5 | YES
Z | MEDICAL EQUIPMENT AND RELATED ACCESSORIES, SOFTWARE AND CONSUMABLES | Z11010782 | RADIOSURGERY INSTRUMENTS - SOFTWARE ACCESSORIES | 5 | YES
Z | MEDICAL EQUIPMENT AND RELATED ACCESSORIES, SOFTWARE AND CONSUMABLES | Z11010785 | RADIOSURGERY INSTRUMENTS - CONSUMABLES | 5 | YES
Z | MEDICAL EQUIPMENT AND RELATED ACCESSORIES, SOFTWARE AND CONSUMABLES | Z11010792 | RADIOSURGERY INSTRUMENTS - MEDICAL DEVICE SOFTWARE | 5 | YES
Z | MEDICAL EQUIPMENT AND RELATED ACCESSORIES, SOFTWARE AND CONSUMABLES | Z110108 | TOMOTHERAPY INSTRUMENTS | 4 | NO
Z | MEDICAL EQUIPMENT AND RELATED ACCESSORIES, SOFTWARE AND CONSUMABLES | Z11010801 | TOMOTHERAPY SYSTEMS | 5 | YES
Z | MEDICAL EQUIPMENT AND RELATED ACCESSORIES, SOFTWARE AND CONSUMABLES | Z11010880 | TOMOTHERAPY INSTRUMENTS - HARDWARE ACCESSORIES | 5 | YES
Z | MEDICAL EQUIPMENT AND RELATED ACCESSORIES, SOFTWARE AND CONSUMABLES | Z11010882 | TOMOTHERAPY INSTRUMENTS - SOFTWARE ACCESSORIES | 5 | YES
Z | MEDICAL EQUIPMENT AND RELATED ACCESSORIES, SOFTWARE AND CONSUMABLES | Z11010885 | TOMOTHERAPY INSTRUMENTS - CONSUMABLES | 5 | YES
Z | MEDICAL EQUIPMENT AND RELATED ACCESSORIES, SOFTWARE AND CONSUMABLES | Z11010892 | TOMOTHERAPY INSTRUMENTS - MEDICAL DEVICE SOFTWARE | 5 | YES
Z | MEDICAL EQUIPMENT AND RELATED ACCESSORIES, SOFTWARE AND CONSUMABLES | Z110109 | MAGNETIC RESONANCE RADIOTHERAPY INSTRUMENTS | 4 | NO
Z | MEDICAL EQUIPMENT AND RELATED ACCESSORIES, SOFTWARE AND CONSUMABLES | Z11010901 | INTEGRATED SYSTEMS FOR MAGNETIC RESONANCE RADIOTHERAPY | 5 | YES
Z | MEDICAL EQUIPMENT AND RELATED ACCESSORIES, SOFTWARE AND CONSUMABLES | Z11010980 | MAGNETIC RESONANCE RADIOTHERAPY INSTRUMENTS - HARDWARE ACCESSORIES | 5 | YES
Z | MEDICAL EQUIPMENT AND RELATED ACCESSORIES, SOFTWARE AND CONSUMABLES | Z11010982 | MAGNETIC RESONANCE RADIOTHERAPY INSTRUMENTS - SOFTWARE ACCESSORIES | 5 | YES
Z | MEDICAL EQUIPMENT AND RELATED ACCESSORIES, SOFTWARE AND CONSUMABLES | Z11010985 | MAGNETIC RESONANCE RADIOTHERAPY INSTRUMENTS - SPECIFIC MATERIALS | 5 | YES
Z | MEDICAL EQUIPMENT AND RELATED ACCESSORIES, SOFTWARE AND CONSUMABLES | Z11010992 | MAGNETIC RESONANCE RADIOTHERAPY INSTRUMENTS - MEDICAL DEVICE SOFTWARE | 5 | YES
Z | MEDICAL EQUIPMENT AND RELATED ACCESSORIES, SOFTWARE AND CONSUMABLES | Z110110 | INSTRUMENTS FOR PROTON THERAPY | 4 | NO
Z | MEDICAL EQUIPMENT AND RELATED ACCESSORIES, SOFTWARE AND CONSUMABLES | Z11011001 | PROTON THERAPY SYSTEMS | 5 | YES
Z | MEDICAL EQUIPMENT AND RELATED ACCESSORIES, SOFTWARE AND CONSUMABLES | Z11011080 | PROTON THERAPY INSTRUMENTS - HARDWARE ACCESSORIES | 5 | YES
Z | MEDICAL EQUIPMENT AND RELATED ACCESSORIES, SOFTWARE AND CONSUMABLES | Z11011082 | PROTON THERAPY INSTRUMENTS - SOFTWARE ACCESSORIES | 5 | YES
Z | MEDICAL EQUIPMENT AND RELATED ACCESSORIES, SOFTWARE AND CONSUMABLES | Z11011085 | PROTON THERAPY INSTRUMENTS - CONSUMABLES | 5 | YES
Z | MEDICAL EQUIPMENT AND RELATED ACCESSORIES, SOFTWARE AND CONSUMABLES | Z11011092 | PROTON THERAPY INSTRUMENTS - MEDICAL DEVICE SOFTWARE | 5 | YES
Z | MEDICAL EQUIPMENT AND RELATED ACCESSORIES, SOFTWARE AND CONSUMABLES | Z110190 | VARIOUS RADIOTHERAPY AND RADIOSURGERY INSTRUMENTS | 4 | NO
Z | MEDICAL EQUIPMENT AND RELATED ACCESSORIES, SOFTWARE AND CONSUMABLES | Z11019001 | CAESIUM THERAPY EQUIPMENT | 5 | YES
Z | MEDICAL EQUIPMENT AND RELATED ACCESSORIES, SOFTWARE AND CONSUMABLES | Z11019002 | COBALT THERAPY EQUIPMENT | 5 | YES
Z | MEDICAL EQUIPMENT AND RELATED ACCESSORIES, SOFTWARE AND CONSUMABLES | Z11020280 | INTEGRATED CT/GAMMA CAMERA SYSTEMS - HARDWARE ACCESSORIES | 5 | YES
Z | MEDICAL EQUIPMENT AND RELATED ACCESSORIES, SOFTWARE AND CONSUMABLES | Z11020282 | INTEGRATED CT/GAMMA CAMERA SYSTEMS - SOFTWARE ACCESSORIES | 5 | YES
Z | MEDICAL EQUIPMENT AND RELATED ACCESSORIES, SOFTWARE AND CONSUMABLES | Z11020285 | INTEGRATED CT/GAMMA CAMERA SYSTEMS - CONSUMABLES | 5 | YES
Z | MEDICAL EQUIPMENT AND RELATED ACCESSORIES, SOFTWARE AND CONSUMABLES | Z11020292 | INTEGRATED CT/GAMMA CAMERA SYSTEMS - MEDICAL DEVICE SOFTWARE | 5 | YES
Z | MEDICAL EQUIPMENT AND RELATED ACCESSORIES, SOFTWARE AND CONSUMABLES | Z110203 | INTEGRATED CT/PET SYSTEMS | 4 | NO
Z | MEDICAL EQUIPMENT AND RELATED ACCESSORIES, SOFTWARE AND CONSUMABLES | Z11020301 | CT/PET SYSTEMS | 5 | YES
Z | MEDICAL EQUIPMENT AND RELATED ACCESSORIES, SOFTWARE AND CONSUMABLES | Z11020380 | INTEGRATED CT/PET SYSTEMS - HARDWARE ACCESSORIES | 5 | YES
Z | MEDICAL EQUIPMENT AND RELATED ACCESSORIES, SOFTWARE AND CONSUMABLES | Z11020382 | INTEGRATED CT/PET SYSTEMS - SOFTWARE ACCESSORIES | 5 | YES
Z | MEDICAL EQUIPMENT AND RELATED ACCESSORIES, SOFTWARE AND CONSUMABLES | Z11020385 | INTEGRATED CT/PET SYSTEMS - CONSUMABLES | 5 | YES
Z | MEDICAL EQUIPMENT AND RELATED ACCESSORIES, SOFTWARE AND CONSUMABLES | Z11020392 | INTEGRATED CT/PET SYSTEMS - MEDICAL DEVICE SOFTWARE | 5 | YES
Z | MEDICAL EQUIPMENT AND RELATED ACCESSORIES, SOFTWARE AND CONSUMABLES | Z110204 | POSITRON EMISSION TOMOGRAPHY INSTRUMENTS | 4 | NO
Z | MEDICAL EQUIPMENT AND RELATED ACCESSORIES, SOFTWARE AND CONSUMABLES | Z11020401 | POSITRON EMISSION TOMOGRAPHS | 5 | YES
Z | MEDICAL EQUIPMENT AND RELATED ACCESSORIES, SOFTWARE AND CONSUMABLES | Z11020480 | POSITRON EMISSION TOMOGRAPHY INSTRUMENTS - HARDWARE ACCESSORIES | 5 | YES
Z | MEDICAL EQUIPMENT AND RELATED ACCESSORIES, SOFTWARE AND CONSUMABLES | Z11020482 | POSITRON EMISSION TOMOGRAPHY INSTRUMENTS - SOFTWARE ACCESSORIES | 5 | YES
Z | MEDICAL EQUIPMENT AND RELATED ACCESSORIES, SOFTWARE AND CONSUMABLES | Z11020485 | POSITRON EMISSION TOMOGRAPHY INSTRUMENTS - CONSUMABLES | 5 | YES
Z | MEDICAL EQUIPMENT AND RELATED ACCESSORIES, SOFTWARE AND CONSUMABLES | Z11020492 | POSITRON EMISSION TOMOGRAPHY INSTRUMENTS - MEDICAL DEVICE SOFTWARE | 5 | YES
Z | MEDICAL EQUIPMENT AND RELATED ACCESSORIES, SOFTWARE AND CONSUMABLES | Z110205 | RADIOISOTOPE SCANNERS | 4 | YES
Z | MEDICAL EQUIPMENT AND RELATED ACCESSORIES, SOFTWARE AND CONSUMABLES | Z110206 | INTRAOPERATIVE RADIOISOTOPE SCANNERS | 4 | YES
Z | MEDICAL EQUIPMENT AND RELATED ACCESSORIES, SOFTWARE AND CONSUMABLES | Z110207 | INTEGRATED MRI/PET SYSTEMS | 4 | NO
Z | MEDICAL EQUIPMENT AND RELATED ACCESSORIES, SOFTWARE AND CONSUMABLES | Z11020701 | MRI/PET SYSTEMS | 5 | YES
Z | MEDICAL EQUIPMENT AND RELATED ACCESSORIES, SOFTWARE AND CONSUMABLES | Z11020780 | INTEGRATED MRI/PET SYSTEMS - HARDWARE ACCESSORIES | 5 | YES
Z | MEDICAL EQUIPMENT AND RELATED ACCESSORIES, SOFTWARE AND CONSUMABLES | Z11020782 | INTEGRATED MRI/PET SYSTEMS - SOFTWARE ACCESSORIES | 5 | YES
Z | MEDICAL EQUIPMENT AND RELATED ACCESSORIES, SOFTWARE AND CONSUMABLES | Z11020785 | INTEGRATED MRI/PET SYSTEMS - CONSUMABLES | 5 | YES
Z | MEDICAL EQUIPMENT AND RELATED ACCESSORIES, SOFTWARE AND CONSUMABLES | Z11020792 | INTEGRATED MRI/PET SYSTEMS - MEDICAL DEVICE SOFTWARE | 5 | YES
Z | MEDICAL EQUIPMENT AND RELATED ACCESSORIES, SOFTWARE AND CONSUMABLES | Z110290 | VARIOUS INSTRUMENTS FOR NUCLEAR MEDICINE | 4 | NO
Z | MEDICAL EQUIPMENT AND RELATED ACCESSORIES, SOFTWARE AND CONSUMABLES | Z11029001 | BETA/GAMMA DETECTORS | 5 | YES
Z | MEDICAL EQUIPMENT AND RELATED ACCESSORIES, SOFTWARE AND CONSUMABLES | Z11029002 | CYCLOTRONS | 5 | YES
Z | MEDICAL EQUIPMENT AND RELATED ACCESSORIES, SOFTWARE AND CONSUMABLES | Z11029003 | LYMPHOSCINTIGRAPHS | 5 | YES
Z | MEDICAL EQUIPMENT AND RELATED ACCESSORIES, SOFTWARE AND CONSUMABLES | Z11029004 | RADIOACTIVE GAS PRODUCERS | 5 | YES
Z | MEDICAL EQUIPMENT AND RELATED ACCESSORIES, SOFTWARE AND CONSUMABLES | Z11029005 | AUTOMATIC DOSE CALIBRATORS | 5 | YES
Z | MEDICAL EQUIPMENT AND RELATED ACCESSORIES, SOFTWARE AND CONSUMABLES | Z11029080 | VARIOUS INSTRUMENTS FOR NUCLEAR MEDICINE - HARDWARE ACCESSORIES | 5 | YES
Z | MEDICAL EQUIPMENT AND RELATED ACCESSORIES, SOFTWARE AND CONSUMABLES | Z11029082 | VARIOUS INSTRUMENTS FOR NUCLEAR MEDICINE - SOFTWARE ACCESSORIES | 5 | YES
Z | MEDICAL EQUIPMENT AND RELATED ACCESSORIES, SOFTWARE AND CONSUMABLES | Z11029085 | VARIOUS INSTRUMENTS FOR NUCLEAR MEDICINE - CONSUMABLES | 5 | YES
Z | MEDICAL EQUIPMENT AND RELATED ACCESSORIES, SOFTWARE AND CONSUMABLES | Z11029092 | VARIOUS INSTRUMENTS FOR NUCLEAR MEDICINE - MEDICAL DEVICE SOFTWARE | 5 | YES
Z | MEDICAL EQUIPMENT AND RELATED ACCESSORIES, SOFTWARE AND CONSUMABLES | Z11029099 | VARIOUS INSTRUMENTS FOR NUCLEAR MEDICINE - OTHER | 5 | YES
Z | MEDICAL EQUIPMENT AND RELATED ACCESSORIES, SOFTWARE AND CONSUMABLES | Z1103 | DIAGNOSTIC AND INTERVENTIONAL RADIOLOGY INSTRUMENTS | 3 | NO
Z | MEDICAL EQUIPMENT AND RELATED ACCESSORIES, SOFTWARE AND CONSUMABLES | Z110301 | DIGITAL ANGIOGRAPHY SYSTEMS | 4 | NO
Z | MEDICAL EQUIPMENT AND RELATED ACCESSORIES, SOFTWARE AND CONSUMABLES | Z11030101 | MOBILE ANGIOGRAPHY SYSTEMS FOR ANGIOPLASTY AND CATHETERIZATION | 5 | YES
Z | MEDICAL EQUIPMENT AND RELATED ACCESSORIES, SOFTWARE AND CONSUMABLES | Z11030102 | STATIONARY ANGIOGRAPHY SYSTEMS FOR ANGIOGRAPHIC AND CARDIOLOGIC STUDIES | 5 | YES
Z | MEDICAL EQUIPMENT AND RELATED ACCESSORIES, SOFTWARE AND CONSUMABLES | Z11030103 | BIPLANAR ANGIOGRAPHY SYSTEMS | 5 | YES
Z | MEDICAL EQUIPMENT AND RELATED ACCESSORIES, SOFTWARE AND CONSUMABLES | Z11030180 | DIGITAL ANGIOGRAPHY SYSTEMS - HARDWARE ACCESSORIES | 5 | YES
Z | MEDICAL EQUIPMENT AND RELATED ACCESSORIES, SOFTWARE AND CONSUMABLES | Z11030182 | DIGITAL ANGIOGRAPHY SYSTEMS - SOFTWARE ACCESSORIES | 5 | YES
Z | MEDICAL EQUIPMENT AND RELATED ACCESSORIES, SOFTWARE AND CONSUMABLES | Z11030185 | DIGITAL ANGIOGRAPHY SYSTEMS - CONSUMABLES | 5 | YES
Z | MEDICAL EQUIPMENT AND RELATED ACCESSORIES, SOFTWARE AND CONSUMABLES | Z11030192 | DIGITAL ANGIOGRAPHY SYSTEMS - MEDICAL DEVICE SOFTWARE | 5 | YES
Z | MEDICAL EQUIPMENT AND RELATED ACCESSORIES, SOFTWARE AND CONSUMABLES | Z110302 | MAMMOGRAPHY SYSTEMS | 4 | NO
Z | MEDICAL EQUIPMENT AND RELATED ACCESSORIES, SOFTWARE AND CONSUMABLES | Z11030201 | CONVENTIONAL MAMMOGRAPHY SYSTEMS | 5 | YES
Z | MEDICAL EQUIPMENT AND RELATED ACCESSORIES, SOFTWARE AND CONSUMABLES | Z11030202 | DIGITAL MAMMOGRAPHY SYSTEMS | 5 | YES
Z | MEDICAL EQUIPMENT AND RELATED ACCESSORIES, SOFTWARE AND CONSUMABLES | Z11030280 | MAMMOGRAPHY SYSTEMS - HARDWARE ACCESSORIES | 5 | NO
Z | MEDICAL EQUIPMENT AND RELATED ACCESSORIES, SOFTWARE AND CONSUMABLES | Z1103028001 | STEREOTACTIC MODULES FOR MAMMOGRAPHY | 6 | YES
Z | MEDICAL EQUIPMENT AND RELATED ACCESSORIES, SOFTWARE AND CONSUMABLES | Z1103028099 | MAMMOGRAPHY SYSTEMS - HARDWARE - OTHER | 6 | YES
Z | MEDICAL EQUIPMENT AND RELATED ACCESSORIES, SOFTWARE AND CONSUMABLES | Z11030282 | MAMMOGRAPHY SYSTEMS - SOFTWARE ACCESSORIES | 5 | YES
Z | MEDICAL EQUIPMENT AND RELATED ACCESSORIES, SOFTWARE AND CONSUMABLES | Z11030285 | MAMMOGRAPHY SYSTEMS - CONSUMABLES | 5 | YES
Z | MEDICAL EQUIPMENT AND RELATED ACCESSORIES, SOFTWARE AND CONSUMABLES | Z11030292 | MAMMOGRAPHY SYSTEMS - MEDICAL DEVICE SOFTWARE | 5 | YES
Z | MEDICAL EQUIPMENT AND RELATED ACCESSORIES, SOFTWARE AND CONSUMABLES | Z110303 | INSTRUMENTS FOR EXTRAORAL DENTAL RADIOLOGY | 4 | NO
Z | MEDICAL EQUIPMENT AND RELATED ACCESSORIES, SOFTWARE AND CONSUMABLES | Z11030301 | EQUIPMENT FOR EXTRAORAL DENTAL RADIOLOGY | 5 | NO
Z | MEDICAL EQUIPMENT AND RELATED ACCESSORIES, SOFTWARE AND CONSUMABLES | Z1103030101 | EQUIPMENT FOR EXTRAORAL DENTAL RADIOLOGY, CONVENTIONAL | 6 | YES
Z | MEDICAL EQUIPMENT AND RELATED ACCESSORIES, SOFTWARE AND CONSUMABLES | Z1103030102 | EQUIPMENT FOR EXTRAORAL DENTAL RADIOLOGY, DIGITAL | 6 | YES
Z | MEDICAL EQUIPMENT AND RELATED ACCESSORIES, SOFTWARE AND CONSUMABLES | Z11030380 | INSTRUMENTS FOR EXTRAORAL DENTAL RADIOLOGY - HARDWARE ACCESSORIES | 5 | YES
Z | MEDICAL EQUIPMENT AND RELATED ACCESSORIES, SOFTWARE AND CONSUMABLES | Z11030382 | INSTRUMENTS FOR EXTRAORAL DENTAL RADIOLOGY - SOFTWARE ACCESSORIES | 5 | YES
Z | MEDICAL EQUIPMENT AND RELATED ACCESSORIES, SOFTWARE AND CONSUMABLES | Z11030385 | INSTRUMENTS FOR EXTRAORAL DENTAL RADIOLOGY - CONSUMABLES | 5 | YES
Z | MEDICAL EQUIPMENT AND RELATED ACCESSORIES, SOFTWARE AND CONSUMABLES | Z11030392 | INSTRUMENTS FOR EXTRAORAL DENTAL RADIOLOGY - MEDICAL DEVICE SOFTWARE | 5 | YES
Z | MEDICAL EQUIPMENT AND RELATED ACCESSORIES, SOFTWARE AND CONSUMABLES | Z110304 | INSTRUMENTS FOR ENDORAL RADIOLOGY | 4 | NO
Z | MEDICAL EQUIPMENT AND RELATED ACCESSORIES, SOFTWARE AND CONSUMABLES | Z11030401 | ENDORAL RADIOLOGY EQUIPMENT | 5 | NO
Z | MEDICAL EQUIPMENT AND RELATED ACCESSORIES, SOFTWARE AND CONSUMABLES | Z1103040101 | EQUIPMENT FOR CONVENTIONAL ENDORAL RADIOLOGY | 6 | YES
Z | MEDICAL EQUIPMENT AND RELATED ACCESSORIES, SOFTWARE AND CONSUMABLES | Z1103040102 | EQUIPMENT FOR DIGITAL ENDORAL RADIOLOGY | 6 | YES
Z | MEDICAL EQUIPMENT AND RELATED ACCESSORIES, SOFTWARE AND CONSUMABLES | Z11030402 | SYSTEMS FOR INTRAORAL DIGITAL VIDEORADIOGRAPHY | 5 | YES
Z | MEDICAL EQUIPMENT AND RELATED ACCESSORIES, SOFTWARE AND CONSUMABLES | Z11030480 | INSTRUMENTS FOR ENDORAL RADIOLOGY - CONSUMABLES | 5 | YES
Z | MEDICAL EQUIPMENT AND RELATED ACCESSORIES, SOFTWARE AND CONSUMABLES | Z11030482 | INSTRUMENTS FOR RADIOLOGICAL SECTION | 5 | YES
Z | MEDICAL EQUIPMENT AND RELATED ACCESSORIES, SOFTWARE AND CONSUMABLES | Z11030485 | INSTRUMENTS FOR DIGITAL ENDORAL RADIOLOGY - CONSUMABLES | 5 | YES
Z | MEDICAL EQUIPMENT AND RELATED ACCESSORIES, SOFTWARE AND CONSUMABLES | Z11030492 | INSTRUMENTS FOR DIGITAL ENDORAL RADIOLOGY - MEDICAL DEVICE SOFTWARE | 5 | YES
Z | MEDICAL EQUIPMENT AND RELATED ACCESSORIES, SOFTWARE AND CONSUMABLES | Z110305 | RADIOLOGY INSTRUMENTS | 4 | NO
Z | MEDICAL EQUIPMENT AND RELATED ACCESSORIES, SOFTWARE AND CONSUMABLES | Z11030501 | COLUMN STANDS FOR RADIOLOGICAL EQUIPMENT | 5 | YES
Z | MEDICAL EQUIPMENT AND RELATED ACCESSORIES, SOFTWARE AND CONSUMABLES | Z11030502 | CEILING STANDS FOR RADIOLOGICAL EQUIPMENT | 5 | YES
Z | MEDICAL EQUIPMENT AND RELATED ACCESSORIES, SOFTWARE AND CONSUMABLES | Z11030503 | PATIENT TABLES FOR RADIOLOGICAL EQUIPMENT | 5 | YES
Z | MEDICAL EQUIPMENT AND RELATED ACCESSORIES, SOFTWARE AND CONSUMABLES | Z11030504 | TILTING TABLES FOR RADIOLOGY EQUIPMENT | 5 | YES
Z | MEDICAL EQUIPMENT AND RELATED ACCESSORIES, SOFTWARE AND CONSUMABLES | Z11030505 | TOMOGRAPHY TABLES | 5 | YES
Z | MEDICAL EQUIPMENT AND RELATED ACCESSORIES, SOFTWARE AND CONSUMABLES | Z11030506 | TELERADIOGRAPHS | 5 | YES
Z | MEDICAL EQUIPMENT AND RELATED ACCESSORIES, SOFTWARE AND CONSUMABLES | Z11030507 | TOMOGRAPHS | 5 | YES
Z | MEDICAL EQUIPMENT AND RELATED ACCESSORIES, SOFTWARE AND CONSUMABLES | Z11030580 | RADIOLOGY INSTRUMENTS - HARDWARE ACCESSORIES | 5 | YES
Z | MEDICAL EQUIPMENT AND RELATED ACCESSORIES, SOFTWARE AND CONSUMABLES | Z11030582 | RADIOLOGY INSTRUMENTS - SOFTWARE ACCESSORIES | 5 | YES
Z | MEDICAL EQUIPMENT AND RELATED ACCESSORIES, SOFTWARE AND CONSUMABLES | Z11030585 | RADIOLOGY INSTRUMENTS - CONSUMABLES | 5 | YES
Z | MEDICAL EQUIPMENT AND RELATED ACCESSORIES, SOFTWARE AND CONSUMABLES | Z11030592 | RADIOLOGY INSTRUMENTS - MEDICAL DEVICE SOFTWARE | 5 | YES
Z | MEDICAL EQUIPMENT AND RELATED ACCESSORIES, SOFTWARE AND CONSUMABLES | Z11030599 | RADIOLOGY INSTRUMENTS - OTHER | 5 | YES
Z | MEDICAL EQUIPMENT AND RELATED ACCESSORIES, SOFTWARE AND CONSUMABLES | Z110306 | COMPUTED TOMOGRAPHS (CT) | 4 | NO
Z | MEDICAL EQUIPMENT AND RELATED ACCESSORIES, SOFTWARE AND CONSUMABLES | Z11030601 | COMPUTED TOMOGRAPHS - NOT EXCEEDING 2 LAYERS | 5 | YES
Z | MEDICAL EQUIPMENT AND RELATED ACCESSORIES, SOFTWARE AND CONSUMABLES | Z11030602 | COMPUTED TOMOGRAPHS - EXCEEDING 2 LAYERS BUT LESS THAN 16 LAYERS | 5 | YES
Z | MEDICAL EQUIPMENT AND RELATED ACCESSORIES, SOFTWARE AND CONSUMABLES | Z11030603 | COMPUTED TOMOGRAPHS - 16 LAYERS OR MORE BUT LESS THAN 64 LAYERS | 5 | YES
Z | MEDICAL EQUIPMENT AND RELATED ACCESSORIES, SOFTWARE AND CONSUMABLES | Z11030605 | COMPUTED TOMOGRAPHS - 64 LAYERS OR MORE BUT LESS THAN 128 LAYERS | 5 | YES
Z | MEDICAL EQUIPMENT AND RELATED ACCESSORIES, SOFTWARE AND CONSUMABLES | Z11030606 | COMPUTED TOMOGRAPHS - 128 LAYERS OR MORE BUT LESS THAN 256 LAYERS | 5 | YES
Z | MEDICAL EQUIPMENT AND RELATED ACCESSORIES, SOFTWARE AND CONSUMABLES | Z11030607 | COMPUTED TOMOGRAPHS - 256 LAYERS OR MORE | 5 | YES
Z | MEDICAL EQUIPMENT AND RELATED ACCESSORIES, SOFTWARE AND CONSUMABLES | Z11030680 | COMPUTED TOMOGRAPHS (CT) - HARDWARE ACCESSORIES | 5 | YES
Z | MEDICAL EQUIPMENT AND RELATED ACCESSORIES, SOFTWARE AND CONSUMABLES | Z11030682 | COMPUTED TOMOGRAPHS (CT) - SOFTWARE ACCESSORIES | 5 | YES
Z | MEDICAL EQUIPMENT AND RELATED ACCESSORIES, SOFTWARE AND CONSUMABLES | Z11030685 | COMPUTED TOMOGRAPHS (CT) - CONSUMABLES | 5 | YES
Z | MEDICAL EQUIPMENT AND RELATED ACCESSORIES, SOFTWARE AND CONSUMABLES | Z11030692 | COMPUTED TOMOGRAPHS (CT) - MEDICAL DEVICE SOFTWARE | 5 | YES
Z | MEDICAL EQUIPMENT AND RELATED ACCESSORIES, SOFTWARE AND CONSUMABLES | Z11030699 | COMPUTED TOMOGRAPHS (CT) - OTHER | 5 | YES
Z | MEDICAL EQUIPMENT AND RELATED ACCESSORIES, SOFTWARE AND CONSUMABLES | Z110307 | REMOTE CONTROL TABLES | 4 | NO
Z | MEDICAL EQUIPMENT AND RELATED ACCESSORIES, SOFTWARE AND CONSUMABLES | Z11030701 | CONVENTIONAL REMOTE CONTROL TABLES | 5 | YES
Z | MEDICAL EQUIPMENT AND RELATED ACCESSORIES, SOFTWARE AND CONSUMABLES | Z11030702 | DIGITAL REMOTE CONTROL TABLES | 5 | YES
Z | MEDICAL EQUIPMENT AND RELATED ACCESSORIES, SOFTWARE AND CONSUMABLES | Z11030703 | REMOTE CONTROL TABLES WITH CONVENTIONAL MULTIFUNCTIONAL ARCH | 5 | YES
Z | MEDICAL EQUIPMENT AND RELATED ACCESSORIES, SOFTWARE AND CONSUMABLES | Z11030704 | REMOTE CONTROL TABLES WITH DIGITAL MULTIFUNCTIONAL ARCH | 5 | YES
Z | MEDICAL EQUIPMENT AND RELATED ACCESSORIES, SOFTWARE AND CONSUMABLES | Z11030780 | REMOTE CONTROL TABLES - HARDWARE ACCESSORIES | 5 | YES
Z | MEDICAL EQUIPMENT AND RELATED ACCESSORIES, SOFTWARE AND CONSUMABLES | Z11030782 | REMOTE CONTROL TABLES - SOFTWARE ACCESSORIES | 5 | YES
Z | MEDICAL EQUIPMENT AND RELATED ACCESSORIES, SOFTWARE AND CONSUMABLES | Z11030785 | REMOTE CONTROL TABLES - CONSUMABLES | 5 | YES
Z | MEDICAL EQUIPMENT AND RELATED ACCESSORIES, SOFTWARE AND CONSUMABLES | Z11030792 | REMOTE CONTROL TABLES - MEDICAL DEVICE SOFTWARE | 5 | YES
Z | MEDICAL EQUIPMENT AND RELATED ACCESSORIES, SOFTWARE AND CONSUMABLES | Z110310 | MULTIFUNCTIONAL SYSTEMS FOR TRADITIONAL RADIOLOGY | 4 | YES
Z | MEDICAL EQUIPMENT AND RELATED ACCESSORIES, SOFTWARE AND CONSUMABLES | Z110311 | DIRECT DIGITAL RADIOLOGY (DR) SYSTEMS | 4 | NO
Z | MEDICAL EQUIPMENT AND RELATED ACCESSORIES, SOFTWARE AND CONSUMABLES | Z11031101 | MULTIFUNCTIONAL SYSTEMS FOR DIRECT DIGITAL RADIOLOGY | 5 | YES
Z | MEDICAL EQUIPMENT AND RELATED ACCESSORIES, SOFTWARE AND CONSUMABLES | Z11031102 | DIRECT DIGITAL TELERADIOGRAPHS | 5 | YES
Z | MEDICAL EQUIPMENT AND RELATED ACCESSORIES, SOFTWARE AND CONSUMABLES | Z11031180 | SYSTEMS FOR DIRECT DIGITAL RADIOLOGY (DR) - HARDWARE ACCESSORIES | 5 | YES
Z | MEDICAL EQUIPMENT AND RELATED ACCESSORIES, SOFTWARE AND CONSUMABLES | Z11031182 | SYSTEMS FOR DIRECT DIGITAL RADIOLOGY (DR) - SOFTWARE ACCESSORIES | 5 | YES
Z | MEDICAL EQUIPMENT AND RELATED ACCESSORIES, SOFTWARE AND CONSUMABLES | Z11031192 | SYSTEMS FOR DIRECT DIGITAL RADIOLOGY (DR) - MEDICAL DEVICE SOFTWARE | 5 | YES
Z | MEDICAL EQUIPMENT AND RELATED ACCESSORIES, SOFTWARE AND CONSUMABLES | Z110312 | CONE BEAM COMPUTED TOMOGRAPHS (CBCT) | 4 | YES
Z | MEDICAL EQUIPMENT AND RELATED ACCESSORIES, SOFTWARE AND CONSUMABLES | Z110390 | VARIOUS INSTRUMENTS FOR RADIODIAGNOSTICS AND INTERVENTIONAL PROCEDURES | 4 | NO
Z | MEDICAL EQUIPMENT AND RELATED ACCESSORIES, SOFTWARE AND CONSUMABLES | Z11039001 | ANGIOGRAPHS | 5 | YES
Z | MEDICAL EQUIPMENT AND RELATED ACCESSORIES, SOFTWARE AND CONSUMABLES | Z11039002 | ARTERIOGRAPHS | 5 | YES
Z | MEDICAL EQUIPMENT AND RELATED ACCESSORIES, SOFTWARE AND CONSUMABLES | Z11039003 | MULTIFORMAT CAMERAS | 5 | YES
Z | MEDICAL EQUIPMENT AND RELATED ACCESSORIES, SOFTWARE AND CONSUMABLES | Z11039004 | TELEVISION SYSTEMS | 5 | YES
Z | MEDICAL EQUIPMENT AND RELATED ACCESSORIES, SOFTWARE AND CONSUMABLES | Z11039005 | RADIOGENIC COMPLEXES | 5 | YES
Z | MEDICAL EQUIPMENT AND RELATED ACCESSORIES, SOFTWARE AND CONSUMABLES | Z11039006 | RADIOLOGY CONTROL UNITS | 5 | YES
Z | MEDICAL EQUIPMENT AND RELATED ACCESSORIES, SOFTWARE AND CONSUMABLES | Z11039007 | CRANIOSTATS | 5 | YES
Z | MEDICAL EQUIPMENT AND RELATED ACCESSORIES, SOFTWARE AND CONSUMABLES | Z11039008 | AUTOMATIC EXPOSURE METERS | 5 | YES
Z | MEDICAL EQUIPMENT AND RELATED ACCESSORIES, SOFTWARE AND CONSUMABLES | Z11039009 | FLUOROSCOPY DEVICES | 5 | YES
Z | MEDICAL EQUIPMENT AND RELATED ACCESSORIES, SOFTWARE AND CONSUMABLES | Z11039010 | PHOTO CAMERAS | 5 | YES
Z | MEDICAL EQUIPMENT AND RELATED ACCESSORIES, SOFTWARE AND CONSUMABLES | Z11039011 | HIGH VOLTAGE X-RAY GENERATORS | 5 | YES
Z | MEDICAL EQUIPMENT AND RELATED ACCESSORIES, SOFTWARE AND CONSUMABLES | Z11039012 | X-RAY TUBE ASSEMBLY | 5 | YES
Z | MEDICAL EQUIPMENT AND RELATED ACCESSORIES, SOFTWARE AND CONSUMABLES | Z11039013 | ANGIOGRAPHIC INJECTORS | 5 | YES
Z | MEDICAL EQUIPMENT AND RELATED ACCESSORIES, SOFTWARE AND CONSUMABLES | Z11039014 | MULTIPLE CONTRAST AGENT INJECTORS | 5 | YES
Z | MEDICAL EQUIPMENT AND RELATED ACCESSORIES, SOFTWARE AND CONSUMABLES | Z11039015 | IMAGE INTENSIFIERS | 5 | YES
Z | MEDICAL EQUIPMENT AND RELATED ACCESSORIES, SOFTWARE AND CONSUMABLES | Z11039016 | MOBILE RADIOGRAPHIC UNITS | 5 | YES
Z | MEDICAL EQUIPMENT AND RELATED ACCESSORIES, SOFTWARE AND CONSUMABLES | Z11039017 | MOBILE RADIOSCOPIC UNITS | 5 | YES
Z | MEDICAL EQUIPMENT AND RELATED ACCESSORIES, SOFTWARE AND CONSUMABLES | Z11039018 | SERIALOGRAPHS | 5 | YES
Z | MEDICAL EQUIPMENT AND RELATED ACCESSORIES, SOFTWARE AND CONSUMABLES | Z11039019 | ANGIOGRAPHY TUBE SUPPORTS | 5 | YES
Z | MEDICAL EQUIPMENT AND RELATED ACCESSORIES, SOFTWARE AND CONSUMABLES | Z11039020 | ANGIOGRAPHY TABLES | 5 | YES
Z | MEDICAL EQUIPMENT AND RELATED ACCESSORIES, SOFTWARE AND CONSUMABLES | Z11039021 | RADIOGRAPHY VIDEO ACQUISITION SYSTEMS | 5 | YES
Z | MEDICAL EQUIPMENT AND RELATED ACCESSORIES, SOFTWARE AND CONSUMABLES | Z11039080 | VARIOUS RADIODIAGNOSTIC AND INTERVENTIONAL INSTRUMENTS - HARDWARE ACCESSORIES | 5 | YES
Z | MEDICAL EQUIPMENT AND RELATED ACCESSORIES, SOFTWARE AND CONSUMABLES | Z11039082 | VARIOUS RADIODIAGNOSTIC AND INTERVENTIONAL INSTRUMENTS - SOFTWARE ACCESSORIES | 5 | YES
Z | MEDICAL EQUIPMENT AND RELATED ACCESSORIES, SOFTWARE AND CONSUMABLES | Z11039085 | VARIOUS RADIODIAGNOSTIC AND INTERVENTIONAL INSTRUMENTS - CONSUMABLES | 5 | YES
Z | MEDICAL EQUIPMENT AND RELATED ACCESSORIES, SOFTWARE AND CONSUMABLES | Z11039092 | VARIOUS RADIODIAGNOSTIC AND INTERVENTIONAL INSTRUMENTS - MEDICAL DEVICE SOFTWARE | 5 | YES
Z | MEDICAL EQUIPMENT AND RELATED ACCESSORIES, SOFTWARE AND CONSUMABLES | Z11039099 | VARIOUS RADIODIAGNOSTIC AND INTERVENTIONAL INSTRUMENTS – OTHER | 5 | YES
Z | MEDICAL EQUIPMENT AND RELATED ACCESSORIES, SOFTWARE AND CONSUMABLES | Z1104 | ECHOGRAPHY INSTRUMENTS | 3 | NO
Z | MEDICAL EQUIPMENT AND RELATED ACCESSORIES, SOFTWARE AND CONSUMABLES | Z110401 | ULTRASOUND SCANNERS | 4 | NO
Z | MEDICAL EQUIPMENT AND RELATED ACCESSORIES, SOFTWARE AND CONSUMABLES | Z11040101 | INTERNAL ULTRASOUND SCANNERS | 5 | YES
Z | MEDICAL EQUIPMENT AND RELATED ACCESSORIES, SOFTWARE AND CONSUMABLES | Z11040102 | CARDIOLOGY ULTRASOUND SCANNERS | 5 | YES
Z | MEDICAL EQUIPMENT AND RELATED ACCESSORIES, SOFTWARE AND CONSUMABLES | Z11040103 | PORTABLE ULTRASOUND SCANNERS | 5 | YES
Z | MEDICAL EQUIPMENT AND RELATED ACCESSORIES, SOFTWARE AND CONSUMABLES | Z11040104 | MULTIDISCIPLINARY ULTRASOUND SCANNERS (INTERNAL AND CARDIOLOGY, ETC.) | 5 | YES
Z | MEDICAL EQUIPMENT AND RELATED ACCESSORIES, SOFTWARE AND CONSUMABLES | Z11040105 | OBSTETRIC/GYNAECOLOGICAL ULTRASOUND SCANNERS | 5 | YES
Z | MEDICAL EQUIPMENT AND RELATED ACCESSORIES, SOFTWARE AND CONSUMABLES | Z11040106 | HANDHELD ULTRASOUND SCANNERS | 5 | YES
Z | MEDICAL EQUIPMENT AND RELATED ACCESSORIES, SOFTWARE AND CONSUMABLES | Z11040107 | ECHOPHTHALMOGRAPHS | 5 | YES
Z | MEDICAL EQUIPMENT AND RELATED ACCESSORIES, SOFTWARE AND CONSUMABLES | Z11040180 | ULTRASOUND SCANNERS - HARDWARE ACCESSORIES | 5 | NO
Z | MEDICAL EQUIPMENT AND RELATED ACCESSORIES, SOFTWARE AND CONSUMABLES | Z1104018099 | ULTRASOUND SCANNERS – HARDWARE ACCESSORIES – OTHER | 6 | YES
Z | MEDICAL EQUIPMENT AND RELATED ACCESSORIES, SOFTWARE AND CONSUMABLES | Z11040182 | ULTRASOUND SCANNERS - SOFTWARE ACCESSORIES | 5 | YES
Z | MEDICAL EQUIPMENT AND RELATED ACCESSORIES, SOFTWARE AND CONSUMABLES | Z11040185 | ULTRASOUND SCANNERS - CONSUMABLES | 5 | YES
Z | MEDICAL EQUIPMENT AND RELATED ACCESSORIES, SOFTWARE AND CONSUMABLES | Z11040192 | ULTRASOUND SCANNERS - MEDICAL DEVICE SOFTWARE | 5 | YES
Z | MEDICAL EQUIPMENT AND RELATED ACCESSORIES, SOFTWARE AND CONSUMABLES | Z11040199 | ULTRASOUND SCANNERS - OTHER | 5 | YES
Z | MEDICAL EQUIPMENT AND RELATED ACCESSORIES, SOFTWARE AND CONSUMABLES | Z110402 | ULTRASOUND PROBES | 4 | NO
Z | MEDICAL EQUIPMENT AND RELATED ACCESSORIES, SOFTWARE AND CONSUMABLES | Z11040201 | TRANSCUTANEOUS ULTRASOUND PROBES | 5 | NO
Z | MEDICAL EQUIPMENT AND RELATED ACCESSORIES, SOFTWARE AND CONSUMABLES | Z1104020101 | LINEAR–ARRAY TRANSCUTANEOUS ULTRASOUND PROBES | 6 | NO
Z | MEDICAL EQUIPMENT AND RELATED ACCESSORIES, SOFTWARE AND CONSUMABLES | Z110402010101 | TWO–DIMENSIONAL LINEAR–ARRAY TRANSCUTANEOUS ULTRASOUND PROBES | 7 | YES
Z | MEDICAL EQUIPMENT AND RELATED ACCESSORIES, SOFTWARE AND CONSUMABLES | Z110402010102 | MULTIDIMENSIONAL LINEAR–ARRAY TRANSCUTANEOUS ULTRASOUND PROBES | 7 | YES
Z | MEDICAL EQUIPMENT AND RELATED ACCESSORIES, SOFTWARE AND CONSUMABLES | Z1104020102 | CURVILINEAR TRANSCUTANEOUS ULTRASOUND PROBES (CONVEX–ARRAY) | 6 | NO
Z | MEDICAL EQUIPMENT AND RELATED ACCESSORIES, SOFTWARE AND CONSUMABLES | Z110402010201 | CURVILINEAR TRANSCUTANEOUS TWO–DIMENSIONAL ULTRASOUND PROBES (CONVEX–ARRAY) | 7 | YES
Z | MEDICAL EQUIPMENT AND RELATED ACCESSORIES, SOFTWARE AND CONSUMABLES | Z110402010202 | CURVILINEAR TRANSCUTANEOUS MULTIDIMENSIONAL ULTRASOUND PROBES (CONVEX–ARRAY) | 7 | YES
Z | MEDICAL EQUIPMENT AND RELATED ACCESSORIES, SOFTWARE AND CONSUMABLES | Z1104020103 | TRANSCUTANEOUS ULTRASOUND SECTOR PROBES (PHASED ARRAY) | 6 | NO
Z | MEDICAL EQUIPMENT AND RELATED ACCESSORIES, SOFTWARE AND CONSUMABLES | Z110402010301 | TRANSCUTANEOUS ULTRASOUND SECTOR PROBES (PHASED ARRAY), TWO–DIMENSIONAL | 7 | YES
Z | MEDICAL EQUIPMENT AND RELATED ACCESSORIES, SOFTWARE AND CONSUMABLES | Z110402010302 | TRANSCUTANEOUS ULTRASOUND SECTOR PROBES (PHASED ARRAY), MULTIDIMENSIONAL | 7 | YES
Z | MEDICAL EQUIPMENT AND RELATED ACCESSORIES, SOFTWARE AND CONSUMABLES | Z1104020104 | TRANSCUTANEOUS ULTRASOUND ACTIVE MATRIX PROBES | 6 | NO
Z | MEDICAL EQUIPMENT AND RELATED ACCESSORIES, SOFTWARE AND CONSUMABLES | Z110402010401 | TRANSCUTANEOUS ULTRASOUND ACTIVE MATRIX PROBES, TWO–DIMENSIONAL | 7 | YES
Z | MEDICAL EQUIPMENT AND RELATED ACCESSORIES, SOFTWARE AND CONSUMABLES | Z110402010402 | TRANSCUTANEOUS ULTRASOUND ACTIVE MATRIX PROBES, MULTIDIMENSIONAL | 7 | YES
Z | MEDICAL EQUIPMENT AND RELATED ACCESSORIES, SOFTWARE AND CONSUMABLES | Z1104020105 | CMUT ARRAY TRANSCUTANEOUS ULTRASOUND PROBES | 6 | NO
Z | MEDICAL EQUIPMENT AND RELATED ACCESSORIES, SOFTWARE AND CONSUMABLES | Z110402010501 | CMUT ARRAY TRANSCUTANEOUS ULTRASOUND PROBES, TWO–DIMENSIONAL | 7 | YES
Z | MEDICAL EQUIPMENT AND RELATED ACCESSORIES, SOFTWARE AND CONSUMABLES | Z110402010502 | CMUT ARRAY TRANSCUTANEOUS ULTRASOUND PROBES, MULTIDIMENSIONAL | 7 | YES
Z | MEDICAL EQUIPMENT AND RELATED ACCESSORIES, SOFTWARE AND CONSUMABLES | Z11040202 | ENDOCAVITARY ULTRASOUND PROBES | 5 | NO
Z | MEDICAL EQUIPMENT AND RELATED ACCESSORIES, SOFTWARE AND CONSUMABLES | Z1104020201 | ENDOCAVITARY ULTRASOUND PROBES, TWO–DIMENSIONAL | 6 | YES
Z | MEDICAL EQUIPMENT AND RELATED ACCESSORIES, SOFTWARE AND CONSUMABLES | Z1104020202 | ENDOCAVITARY ULTRASOUND PROBES, MULTIDIMENSIONAL | 6 | YES
Z | MEDICAL EQUIPMENT AND RELATED ACCESSORIES, SOFTWARE AND CONSUMABLES | Z11040203 | TRANSESOPHAGEAL ULTRASOUND PROBES | 5 | NO
Z | MEDICAL EQUIPMENT AND RELATED ACCESSORIES, SOFTWARE AND CONSUMABLES | Z1104020301 | TRANSESOPHAGEAL ULTRASOUND PROBES, TWO–DIMENSIONAL | 6 | YES
Z | MEDICAL EQUIPMENT AND RELATED ACCESSORIES, SOFTWARE AND CONSUMABLES | Z1104020302 | TRANSESOPHAGEAL ULTRASOUND PROBES, MULTIDIMENSIONAL | 6 | YES
Z | MEDICAL EQUIPMENT AND RELATED ACCESSORIES, SOFTWARE AND CONSUMABLES | Z11040299 | ULTRASOUND PROBES – OTHER | 5 | YES
Z | MEDICAL EQUIPMENT AND RELATED ACCESSORIES, SOFTWARE AND CONSUMABLES | Z110490 | VARIOUS ULTRASOUND INSTRUMENTS | 4 | NO
Z | MEDICAL EQUIPMENT AND RELATED ACCESSORIES, SOFTWARE AND CONSUMABLES | Z11049080 | VARIOUS ULTRASOUND INSTRUMENTS - HARDWARE ACCESSORIES | 5 | YES
Z | MEDICAL EQUIPMENT AND RELATED ACCESSORIES, SOFTWARE AND CONSUMABLES | Z11049082 | VARIOUS ULTRASOUND INSTRUMENTS - SOFTWARE ACCESSORIES | 5 | YES
Z | MEDICAL EQUIPMENT AND RELATED ACCESSORIES, SOFTWARE AND CONSUMABLES | Z11049085 | VARIOUS ULTRASOUND INSTRUMENTS - CONSUMABLES | 5 | YES
Z | MEDICAL EQUIPMENT AND RELATED ACCESSORIES, SOFTWARE AND CONSUMABLES | Z11049092 | VARIOUS ULTRASOUND INSTRUMENTS - MEDICAL DEVICE SOFTWARE | 5 | YES
Z | MEDICAL EQUIPMENT AND RELATED ACCESSORIES, SOFTWARE AND CONSUMABLES | Z11049099 | VARIOUS ULTRASOUND INSTRUMENTS - OTHER | 5 | YES
Z | MEDICAL EQUIPMENT AND RELATED ACCESSORIES, SOFTWARE AND CONSUMABLES | Z1105 | MAGNETIC RESONANCE IMAGING (MRI) INSTRUMENTS | 3 | NO
Z | MEDICAL EQUIPMENT AND RELATED ACCESSORIES, SOFTWARE AND CONSUMABLES | Z110501 | MAGNETIC RESONANCE (MR) SYSTEMS | 4 | NO
Z | MEDICAL EQUIPMENT AND RELATED ACCESSORIES, SOFTWARE AND CONSUMABLES | Z11050101 | SECTORAL TOMOGRAPHS (FOR TOMOGRAPHIC EXAMINATIONS OF THE EXTREMITIES) | 5 | YES
Z | MEDICAL EQUIPMENT AND RELATED ACCESSORIES, SOFTWARE AND CONSUMABLES | Z11050102 | OPEN MAGNET MRI SCANNERS WITH MAGNETIC FIELD INTENSITY LESS THAN OR EQUAL TO 0.5T | 5 | YES
Z | MEDICAL EQUIPMENT AND RELATED ACCESSORIES, SOFTWARE AND CONSUMABLES | Z11050103 | OPEN MAGNET MRI SCANNERS WITH MAGNETIC FIELD INTENSITY GREATER THAN 0.5T | 5 | YES
Z | MEDICAL EQUIPMENT AND RELATED ACCESSORIES, SOFTWARE AND CONSUMABLES | Z11050104 | CLOSED MAGNET MRI SCANNERS WITH MAGNETIC FIELD LESS THAN OR EQUAL TO 2T | 5 | YES
Z | MEDICAL EQUIPMENT AND RELATED ACCESSORIES, SOFTWARE AND CONSUMABLES | Z11050105 | CLOSED MAGNET MRI SCANNERS WITH MAGNETIC FIELD GREATER THAN 2T AND LESS THAN OR EQUAL TO 4T | 5 | YES
Z | MEDICAL EQUIPMENT AND RELATED ACCESSORIES, SOFTWARE AND CONSUMABLES | Z11050106 | CLOSED MAGNET MRI SCANNERS WITH MAGNETIC FIELD GREATER THAN 4T | 5 | YES
Z | MEDICAL EQUIPMENT AND RELATED ACCESSORIES, SOFTWARE AND CONSUMABLES | Z11050180 | MAGNETIC RESONANCE (MR) SYSTEMS - HARDWARE ACCESSORIES | 5 | NO
Z | MEDICAL EQUIPMENT AND RELATED ACCESSORIES, SOFTWARE AND CONSUMABLES | Z1105018001 | MAGNETIC RESONANCE (MR) RADIOFREQUENCY SURFACE COILS | 6 | YES
Z | MEDICAL EQUIPMENT AND RELATED ACCESSORIES, SOFTWARE AND CONSUMABLES | Z1105018002 | MAGNETIC RESONANCE (MR) RADIOFREQUENCY VOLUMETRIC COILS | 6 | YES
Z | MEDICAL EQUIPMENT AND RELATED ACCESSORIES, SOFTWARE AND CONSUMABLES | Z1105018099 | MAGNETIC RESONANCE (MR) SYSTEMS - HARDWARE ACCESSORIES - OTHER | 6 | YES
Z | MEDICAL EQUIPMENT AND RELATED ACCESSORIES, SOFTWARE AND CONSUMABLES | Z11050182 | MAGNETIC RESONANCE (MR) SYSTEMS - SOFTWARE ACCESSORIES | 5 | YES
Z | MEDICAL EQUIPMENT AND RELATED ACCESSORIES, SOFTWARE AND CONSUMABLES | Z11050185 | MAGNETIC RESONANCE (MR) SYSTEMS - CONSUMABLES | 5 | YES
Z | MEDICAL EQUIPMENT AND RELATED ACCESSORIES, SOFTWARE AND CONSUMABLES | Z11050192 | MAGNETIC RESONANCE (MR) SYSTEMS - MEDICAL DEVICE SOFTWARE | 5 | YES
Z | MEDICAL EQUIPMENT AND RELATED ACCESSORIES, SOFTWARE AND CONSUMABLES | Z110590 | VARIOUS MAGNETIC RESONANCE IMAGING (MRI) INSTRUMENTS | 4 | NO
Z | MEDICAL EQUIPMENT AND RELATED ACCESSORIES, SOFTWARE AND CONSUMABLES | Z11059001 | MAGNETIC RESONANCE INJECTORS | 5 | YES
Z | MEDICAL EQUIPMENT AND RELATED ACCESSORIES, SOFTWARE AND CONSUMABLES | Z11059080 | VARIOUS MAGNETIC RESONANCE IMAGING INSTRUMENTS - HARDWARE ACCESSORIES | 5 | YES
Z | MEDICAL EQUIPMENT AND RELATED ACCESSORIES, SOFTWARE AND CONSUMABLES | Z11059082 | VARIOUS MAGNETIC RESONANCE IMAGING INSTRUMENTS - SOFTWARE ACCESSORIES | 5 | YES
Z | MEDICAL EQUIPMENT AND RELATED ACCESSORIES, SOFTWARE AND CONSUMABLES | Z11059085 | VARIOUS MAGNETIC RESONANCE IMAGING INSTRUMENTS - CONSUMABLES | 5 | YES
Z | MEDICAL EQUIPMENT AND RELATED ACCESSORIES, SOFTWARE AND CONSUMABLES | Z11059092 | VARIOUS MAGNETIC RESONANCE IMAGING INSTRUMENTS - MEDICAL DEVICE SOFTWARE | 5 | YES
Z | MEDICAL EQUIPMENT AND RELATED ACCESSORIES, SOFTWARE AND CONSUMABLES | Z11059099 | VARIOUS MAGNETIC RESONANCE IMAGING INSTRUMENTS – OTHER | 5 | YES
Z | MEDICAL EQUIPMENT AND RELATED ACCESSORIES, SOFTWARE AND CONSUMABLES | Z1106 | DIGITAL BIOIMAGING MANAGEMENT INSTRUMENTS | 3 | NO
Z | MEDICAL EQUIPMENT AND RELATED ACCESSORIES, SOFTWARE AND CONSUMABLES | Z110601 | LASER IMAGING SCANNER | 4 | YES
Z | MEDICAL EQUIPMENT AND RELATED ACCESSORIES, SOFTWARE AND CONSUMABLES | Z110602 | DIGITAL COMPUTED RADIOGRAPHY (CR) SYSTEMS | 4 | NO
Z | MEDICAL EQUIPMENT AND RELATED ACCESSORIES, SOFTWARE AND CONSUMABLES | Z11060201 | SINGLE-INPUT COMPUTED RADIOGRAPHY (CR) SYSTEMS | 5 | YES
Z | MEDICAL EQUIPMENT AND RELATED ACCESSORIES, SOFTWARE AND CONSUMABLES | Z11060202 | MULTIPLE-INPUT COMPUTED RADIOGRAPHY (CR) SYSTEMS | 5 | YES
Z | MEDICAL EQUIPMENT AND RELATED ACCESSORIES, SOFTWARE AND CONSUMABLES | Z11060280 | DIGITAL COMPUTED RADIOGRAPHY (CR) SYSTEMS - HARDWARE ACCESSORIES | 5 | YES
Z | MEDICAL EQUIPMENT AND RELATED ACCESSORIES, SOFTWARE AND CONSUMABLES | Z11060282 | DIGITAL COMPUTED RADIOGRAPHY (CR) SYSTEMS - SOFTWARE ACCESSORIES | 5 | YES
Z | MEDICAL EQUIPMENT AND RELATED ACCESSORIES, SOFTWARE AND CONSUMABLES | Z11060285 | DIGITAL COMPUTED RADIOGRAPHY (CR) SYSTEMS - CONSUMABLES | 5 | YES
Z | MEDICAL EQUIPMENT AND RELATED ACCESSORIES, SOFTWARE AND CONSUMABLES | Z11060292 | DIGITAL COMPUTED RADIOGRAPHY (CR) SYSTEMS - MEDICAL DEVICE SOFTWARE | 5 | YES
Z | MEDICAL EQUIPMENT AND RELATED ACCESSORIES, SOFTWARE AND CONSUMABLES | Z110603 | PICTURE ARCHIVING AND COMMUNICATION SYSTEMS | 4 | YES
Z | MEDICAL EQUIPMENT AND RELATED ACCESSORIES, SOFTWARE AND CONSUMABLES | Z110690 | VARIOUS DIGITAL BIOIMAGING MANAGEMENT INSTRUMENTS | 4 | NO
Z | MEDICAL EQUIPMENT AND RELATED ACCESSORIES, SOFTWARE AND CONSUMABLES | Z11069001 | BIOIMAGING PROCESSORS | 5 | YES
Z | MEDICAL EQUIPMENT AND RELATED ACCESSORIES, SOFTWARE AND CONSUMABLES | Z11069002 | JUKE BOXES FOR OPTICAL DISKS | 5 | YES
Z | MEDICAL EQUIPMENT AND RELATED ACCESSORIES, SOFTWARE AND CONSUMABLES | Z11069003 | BIOIMAGING SERVERS | 5 | YES
Z | MEDICAL EQUIPMENT AND RELATED ACCESSORIES, SOFTWARE AND CONSUMABLES | Z11069004 | IDENTIFICATION STATIONS | 5 | YES
Z | MEDICAL EQUIPMENT AND RELATED ACCESSORIES, SOFTWARE AND CONSUMABLES | Z11069005 | DIAGNOSTIC IMAGING WORKSTATIONS | 5 | YES
Z | MEDICAL EQUIPMENT AND RELATED ACCESSORIES, SOFTWARE AND CONSUMABLES | Z11069080 | VARIOUS DIGITAL BIOIMAGING MANAGEMENT INSTRUMENTS - HARDWARE ACCESSORIES | 5 | YES
Z | MEDICAL EQUIPMENT AND RELATED ACCESSORIES, SOFTWARE AND CONSUMABLES | Z11069082 | VARIOUS DIGITAL BIOIMAGING MANAGEMENT INSTRUMENTS - SOFTWARE ACCESSORIES | 5 | YES
Z | MEDICAL EQUIPMENT AND RELATED ACCESSORIES, SOFTWARE AND CONSUMABLES | Z11069085 | VARIOUS DIGITAL BIOIMAGING MANAGEMENT INSTRUMENTS - CONSUMABLES | 5 | YES
Z | MEDICAL EQUIPMENT AND RELATED ACCESSORIES, SOFTWARE AND CONSUMABLES | Z11069092 | VARIOUS DIGITAL BIOIMAGING MANAGEMENT INSTRUMENTS - MEDICAL DEVICE SOFTWARE | 5 | YES
Z | MEDICAL EQUIPMENT AND RELATED ACCESSORIES, SOFTWARE AND CONSUMABLES | Z11069099 | VARIOUS DIGITAL BIOIMAGING MANAGEMENT INSTRUMENTS - OTHER | 5 | YES
Z | MEDICAL EQUIPMENT AND RELATED ACCESSORIES, SOFTWARE AND CONSUMABLES | Z1107 | X–RAY FILM IMAGING SUPPORT INSTRUMENTS | 3 | NO
Z | MEDICAL EQUIPMENT AND RELATED ACCESSORIES, SOFTWARE AND CONSUMABLES | Z110701 | AUTOMATIC FILM LOADING SYSTEMS | 4 | YES
Z | MEDICAL EQUIPMENT AND RELATED ACCESSORIES, SOFTWARE AND CONSUMABLES | Z110702 | DIAPHANOSCOPE | 4 | YES
Z | MEDICAL EQUIPMENT AND RELATED ACCESSORIES, SOFTWARE AND CONSUMABLES | Z110703 | X–RAY FILM VIEWER | 4 | YES
Z | MEDICAL EQUIPMENT AND RELATED ACCESSORIES, SOFTWARE AND CONSUMABLES | Z110704 | X–RAY FILM PLAYERS | 4 | YES
Z | MEDICAL EQUIPMENT AND RELATED ACCESSORIES, SOFTWARE AND CONSUMABLES | Z110705 | LASER IMAGERS FOR BIOIMAGING | 4 | YES
Z | MEDICAL EQUIPMENT AND RELATED ACCESSORIES, SOFTWARE AND CONSUMABLES | Z110706 | VIDEO OR DIGITAL BIOIMAGING PLAYERS | 4 | YES
Z | MEDICAL EQUIPMENT AND RELATED ACCESSORIES, SOFTWARE AND CONSUMABLES | Z110707 | PROCESSORS | 4 | NO
Z | MEDICAL EQUIPMENT AND RELATED ACCESSORIES, SOFTWARE AND CONSUMABLES | Z11070701 | TRADITIONAL PROCESSORS | 5 | YES
Z | MEDICAL EQUIPMENT AND RELATED ACCESSORIES, SOFTWARE AND CONSUMABLES | Z11070702 | DAY-LIGHT PROCESSORS | 5 | YES
Z | MEDICAL EQUIPMENT AND RELATED ACCESSORIES, SOFTWARE AND CONSUMABLES | Z11070780 | PROCESSORS - HARDWARE ACCESSORIES | 5 | YES
Z | MEDICAL EQUIPMENT AND RELATED ACCESSORIES, SOFTWARE AND CONSUMABLES | Z11070785 | PROCESSORS - CONSUMABLES | 5 | YES
Z | MEDICAL EQUIPMENT AND RELATED ACCESSORIES, SOFTWARE AND CONSUMABLES | Z110790 | VARIOUS SUPPORTING INSTRUMENTS FOR X–RAY FILM IMAGING | 4 | NO
Z | MEDICAL EQUIPMENT AND RELATED ACCESSORIES, SOFTWARE AND CONSUMABLES | Z11079001 | X–RAY FILM DENSITOMETERS | 5 | YES
Z | MEDICAL EQUIPMENT AND RELATED ACCESSORIES, SOFTWARE AND CONSUMABLES | Z11079002 | SENSITOMETERS AND DENSITOMETERS FOR X–RAY FILMS | 5 | YES
Z | MEDICAL EQUIPMENT AND RELATED ACCESSORIES, SOFTWARE AND CONSUMABLES | Z11079003 | X–RAY SENSITOMETERS | 5 | YES
Z | MEDICAL EQUIPMENT AND RELATED ACCESSORIES, SOFTWARE AND CONSUMABLES | Z11079004 | LIQUID MIXERS FOR PROCESSORS | 5 | YES
Z | MEDICAL EQUIPMENT AND RELATED ACCESSORIES, SOFTWARE AND CONSUMABLES | Z11079005 | PRINTING MACHINES | 5 | YES
Z | MEDICAL EQUIPMENT AND RELATED ACCESSORIES, SOFTWARE AND CONSUMABLES | Z11079006 | CASSETTES WITH REINFORCEMENT SCREEN FOR X–RAY FILMS | 5 | YES
Z | MEDICAL EQUIPMENT AND RELATED ACCESSORIES, SOFTWARE AND CONSUMABLES | Z11079007 | CASSETTES FOR X–RAY FILMS | 5 | YES
Z | MEDICAL EQUIPMENT AND RELATED ACCESSORIES, SOFTWARE AND CONSUMABLES | Z11079008 | REINFORCEMENT SCREENS FOR X–RAY FILM CASSETTES | 5 | YES
Z | MEDICAL EQUIPMENT AND RELATED ACCESSORIES, SOFTWARE AND CONSUMABLES | Z11079080 | VARIOUS SUPPORTING INSTRUMENTS FOR X-RAY FILM SYSTEM - HARDWARE ACCESSORIES | 5 | YES
Z | MEDICAL EQUIPMENT AND RELATED ACCESSORIES, SOFTWARE AND CONSUMABLES | Z11079082 | VARIOUS X-RAY FILM IMAGING SUPPORT INSTRUMENTS - SOFTWARE ACCESSORIES | 5 | YES
Z | MEDICAL EQUIPMENT AND RELATED ACCESSORIES, SOFTWARE AND CONSUMABLES | Z11079085 | VARIOUS X-RAY FILM IMAGING SUPPORT INSTRUMENTS - CONSUMABLES | 5 | YES
Z | MEDICAL EQUIPMENT AND RELATED ACCESSORIES, SOFTWARE AND CONSUMABLES | Z11079092 | VARIOUS X-RAY FILM IMAGING SUPPORT INSTRUMENTS - MEDICAL DEVICE SOFTWARE | 5 | YES
Z | MEDICAL EQUIPMENT AND RELATED ACCESSORIES, SOFTWARE AND CONSUMABLES | Z11079099 | VARIOUS X–RAY FILM IMAGING SUPPORT INSTRUMENTS - OTHER | 5 | YES
Z | MEDICAL EQUIPMENT AND RELATED ACCESSORIES, SOFTWARE AND CONSUMABLES | Z1190 | VARIOUS BIOIMAGING AND RADIOTHERAPY INSTRUMENTS | 3 | NO
Z | MEDICAL EQUIPMENT AND RELATED ACCESSORIES, SOFTWARE AND CONSUMABLES | Z119001 | BONE DENSITOMETRY SYSTEMS | 4 | NO
Z | MEDICAL EQUIPMENT AND RELATED ACCESSORIES, SOFTWARE AND CONSUMABLES | Z11900101 | GAMMA–RAY BONE DENSITOMETERS | 5 | YES
Z | MEDICAL EQUIPMENT AND RELATED ACCESSORIES, SOFTWARE AND CONSUMABLES | Z11900102 | ULTRASOUND BONE DENSITOMETERS | 5 | YES
Z | MEDICAL EQUIPMENT AND RELATED ACCESSORIES, SOFTWARE AND CONSUMABLES | Z11900103 | X–RAY BONE DENSITOMETERS | 5 | YES
Z | MEDICAL EQUIPMENT AND RELATED ACCESSORIES, SOFTWARE AND CONSUMABLES | Z11900180 | BONE DENSITOMETRY SYSTEMS - HARDWARE ACCESSORIES | 5 | YES
Z | MEDICAL EQUIPMENT AND RELATED ACCESSORIES, SOFTWARE AND CONSUMABLES | Z11900182 | BONE DENSITOMETRY SYSTEMS - SOFTWARE ACCESSORIES | 5 | YES
Z | MEDICAL EQUIPMENT AND RELATED ACCESSORIES, SOFTWARE AND CONSUMABLES | Z11900185 | BONE DENSITOMETRY SYSTEMS - CONSUMABLES | 5 | YES
Z | MEDICAL EQUIPMENT AND RELATED ACCESSORIES, SOFTWARE AND CONSUMABLES | Z11900192 | BONE DENSITOMETRY SYSTEMS - MEDICAL DEVICE SOFTWARE | 5 | YES
Z | MEDICAL EQUIPMENT AND RELATED ACCESSORIES, SOFTWARE AND CONSUMABLES | Z119002 | DOSIMETERS | 4 | YES
Z | MEDICAL EQUIPMENT AND RELATED ACCESSORIES, SOFTWARE AND CONSUMABLES | Z119003 | BIOIMAGING PHOTOGRAPHY INSTRUMENTS | 4 | YES
Z | MEDICAL EQUIPMENT AND RELATED ACCESSORIES, SOFTWARE AND CONSUMABLES | Z119004 | MICROFILM IMAGE READERS | 4 | YES
Z | MEDICAL EQUIPMENT AND RELATED ACCESSORIES, SOFTWARE AND CONSUMABLES | Z119005 | PERSONAL DOSIMETER READERS | 4 | YES
Z | MEDICAL EQUIPMENT AND RELATED ACCESSORIES, SOFTWARE AND CONSUMABLES | Z119007 | IMAGE ACQUISITION MODULES | 4 | YES
Z | MEDICAL EQUIPMENT AND RELATED ACCESSORIES, SOFTWARE AND CONSUMABLES | Z119008 | BIOIMAGING VISUALIZATION AND/OR DIAGNOSTIC REPORT VIEWING MONITORS | 4 | NO
Z | MEDICAL EQUIPMENT AND RELATED ACCESSORIES, SOFTWARE AND CONSUMABLES | Z11900801 | BIOIMAGING DIAGNOSTIC REPORT VIEWING MONITORS | 5 | YES
Z | MEDICAL EQUIPMENT AND RELATED ACCESSORIES, SOFTWARE AND CONSUMABLES | Z11900802 | BIOIMAGING VIEWING MONITORS | 5 | YES
Z | MEDICAL EQUIPMENT AND RELATED ACCESSORIES, SOFTWARE AND CONSUMABLES | Z11900880 | BIOIMAGING VISUALIZATION AND/OR DIAGNOSTIC REPORT VIEWING MONITORS - HARDWARE ACCESSORIES | 5 | YES
Z | MEDICAL EQUIPMENT AND RELATED ACCESSORIES, SOFTWARE AND CONSUMABLES | Z11900885 | BIOIMAGING VISUALIZATION AND/OR DIAGNOSTIC REPORT VIEWING MONITORS- CONSUMABLES ACCESSORIES | 5 | YES
Z | MEDICAL EQUIPMENT AND RELATED ACCESSORIES, SOFTWARE AND CONSUMABLES | Z119010 | LASER SYSTEMS FOR PATIENT POSITIONING | 4 | YES
Z | MEDICAL EQUIPMENT AND RELATED ACCESSORIES, SOFTWARE AND CONSUMABLES | Z119011 | MAMMOGRAPHY ECOGRAPHY OR RADIOGRAPHY STEREOTACTIC SYSTEMS | 4 | YES
Z | MEDICAL EQUIPMENT AND RELATED ACCESSORIES, SOFTWARE AND CONSUMABLES | Z119012 | CLOSED CIRCUIT TELEVISION SYSTEMS | 4 | YES
Z | MEDICAL EQUIPMENT AND RELATED ACCESSORIES, SOFTWARE AND CONSUMABLES | Z119013 | THERMOGRAPHS | 4 | YES
Z | MEDICAL EQUIPMENT AND RELATED ACCESSORIES, SOFTWARE AND CONSUMABLES | Z119014 | VIDEO RECORDERS FOR BIOIMAGES | 4 | YES
Z | MEDICAL EQUIPMENT AND RELATED ACCESSORIES, SOFTWARE AND CONSUMABLES | Z119080 | VARIOUS BIOIMAGING AND RADIOTHERAPY INSTRUMENTS - HARDWARE ACCESSORIES | 4 | YES
Z | MEDICAL EQUIPMENT AND RELATED ACCESSORIES, SOFTWARE AND CONSUMABLES | Z119082 | VARIOUS BIOIMAGING AND RADIOTHERAPY INSTRUMENTS - SOFTWARE ACCESSORIES | 4 | YES
Z | MEDICAL EQUIPMENT AND RELATED ACCESSORIES, SOFTWARE AND CONSUMABLES | Z119085 | VARIOUS BIOIMAGING AND RADIOTHERAPY INSTRUMENTS - CONSUMABLES | 4 | YES
Z | MEDICAL EQUIPMENT AND RELATED ACCESSORIES, SOFTWARE AND CONSUMABLES | Z119092 | VARIOUS BIOIMAGING AND RADIOTHERAPY INSTRUMENTS - MEDICAL DEVICE SOFTWARE | 4 | YES
Z | MEDICAL EQUIPMENT AND RELATED ACCESSORIES, SOFTWARE AND CONSUMABLES | Z119099 | VARIOUS BIOIMAGING AND RADIOTHERAPY INSTRUMENTS - OTHER | 4 | YES
Z | MEDICAL EQUIPMENT AND RELATED ACCESSORIES, SOFTWARE AND CONSUMABLES | Z12 | INSTRUMENTS FOR FUNCTIONAL EXPLORATIONS AND THERAPEUTIC INTERVENTIONS | 2 | NO
Z | MEDICAL EQUIPMENT AND RELATED ACCESSORIES, SOFTWARE AND CONSUMABLES | Z1201 | GENERAL AND MULTIDISCIPLINARY SURGERY INSTRUMENTS | 3 | NO
Z | MEDICAL EQUIPMENT AND RELATED ACCESSORIES, SOFTWARE AND CONSUMABLES | Z120101 | ARTERIOTOMY ABLATORS | 4 | YES
Z | MEDICAL EQUIPMENT AND RELATED ACCESSORIES, SOFTWARE AND CONSUMABLES | Z120102 | CRYOSURGERY EQUIPMENT | 4 | YES
Z | MEDICAL EQUIPMENT AND RELATED ACCESSORIES, SOFTWARE AND CONSUMABLES | Z120103 | DERMOTOMY EQUIPMENT | 4 | YES
Z | MEDICAL EQUIPMENT AND RELATED ACCESSORIES, SOFTWARE AND CONSUMABLES | Z120104 | SELF–TRANSFUSION EQUIPMENT | 4 | YES
Z | MEDICAL EQUIPMENT AND RELATED ACCESSORIES, SOFTWARE AND CONSUMABLES | Z120105 | SURGICAL MEDICAL ASPIRATORS | 4 | YES
Z | MEDICAL EQUIPMENT AND RELATED ACCESSORIES, SOFTWARE AND CONSUMABLES | Z120106 | HYDRODISSECTORS | 4 | YES
Z | MEDICAL EQUIPMENT AND RELATED ACCESSORIES, SOFTWARE AND CONSUMABLES | Z120107 | SCIALYTIC LAMP LIGHTING SYSTEMS | 4 | NO
Z | MEDICAL EQUIPMENT AND RELATED ACCESSORIES, SOFTWARE AND CONSUMABLES | Z12010701 | FIXED SCIALYTIC LAMPS | 5 | YES
Z | MEDICAL EQUIPMENT AND RELATED ACCESSORIES, SOFTWARE AND CONSUMABLES | Z12010702 | MOBILE SCIALYTIC LAMPS | 5 | YES
Z | MEDICAL EQUIPMENT AND RELATED ACCESSORIES, SOFTWARE AND CONSUMABLES | Z12010780 | SCIALYTIC LAMP LIGHTING SYSTEMS - HARDWARE ACCESSORIES | 5 | YES
Z | MEDICAL EQUIPMENT AND RELATED ACCESSORIES, SOFTWARE AND CONSUMABLES | Z12010785 | SCIALYTIC LAMP LIGHTING SYSTEMS - CONSUMABLES | 5 | YES
Z | MEDICAL EQUIPMENT AND RELATED ACCESSORIES, SOFTWARE AND CONSUMABLES | Z12010799 | SCIALYTIC LAMP LIGHTING SYSTEMS - OTHER | 5 | YES
Z | MEDICAL EQUIPMENT AND RELATED ACCESSORIES, SOFTWARE AND CONSUMABLES | Z120108 | INSTRUMENTS FOR ULTRASONIC SURGERY | 4 | NO
Z | MEDICAL EQUIPMENT AND RELATED ACCESSORIES, SOFTWARE AND CONSUMABLES | Z12010801 | ULTRASONIC SCALPEL | 5 | YES
Z | MEDICAL EQUIPMENT AND RELATED ACCESSORIES, SOFTWARE AND CONSUMABLES | Z12010880 | INSTRUMENTS FOR ULTRASONIC SURGERY - HARDWARE ACCESSORIES | 5 | YES
Z | MEDICAL EQUIPMENT AND RELATED ACCESSORIES, SOFTWARE AND CONSUMABLES | Z12010882 | INSTRUMENTS FOR ULTRASONIC SURGERY - SOFTWARE ACCESSORIES | 5 | YES
Z | MEDICAL EQUIPMENT AND RELATED ACCESSORIES, SOFTWARE AND CONSUMABLES | Z12010885 | INSTRUMENTS FOR ULTRASONIC SURGERY - CONSUMABLES | 5 | YES
Z | MEDICAL EQUIPMENT AND RELATED ACCESSORIES, SOFTWARE AND CONSUMABLES | Z12010892 | INSTRUMENTS FOR ULTRASONIC SURGERY - MEDICAL DEVICE SOFTWARE | 5 | YES
Z | MEDICAL EQUIPMENT AND RELATED ACCESSORIES, SOFTWARE AND CONSUMABLES | Z120109 | ELECTROSURGICAL INSTRUMENTS | 4 | NO
Z | MEDICAL EQUIPMENT AND RELATED ACCESSORIES, SOFTWARE AND CONSUMABLES | Z12010901 | DIATHERMOCOAGULATORS | 5 | YES
Z | MEDICAL EQUIPMENT AND RELATED ACCESSORIES, SOFTWARE AND CONSUMABLES | Z12010902 | ELECTROSURGICAL UNITS (ESU) FOR GENERAL USE | 5 | YES
Z | MEDICAL EQUIPMENT AND RELATED ACCESSORIES, SOFTWARE AND CONSUMABLES | Z12010903 | ARGON ELECTROSURGICAL UNITS (ESU) | 5 | YES
Z | MEDICAL EQUIPMENT AND RELATED ACCESSORIES, SOFTWARE AND CONSUMABLES | Z12010904 | ENDOSCOPIC ELECTROSURGICAL UNITS (ESU) | 5 | YES
Z | MEDICAL EQUIPMENT AND RELATED ACCESSORIES, SOFTWARE AND CONSUMABLES | Z12010905 | RADIOSURGICAL UNITS | 5 | YES
Z | MEDICAL EQUIPMENT AND RELATED ACCESSORIES, SOFTWARE AND CONSUMABLES | Z12010980 | ELECTROSURGERY INSTRUMENTS - HARDWARE ACCESSORIES | 5 | YES
Z | MEDICAL EQUIPMENT AND RELATED ACCESSORIES, SOFTWARE AND CONSUMABLES | Z12010982 | ELECTROSURGERY INSTRUMENTS - SOFTWARE ACCESSORIES | 5 | YES
Z | MEDICAL EQUIPMENT AND RELATED ACCESSORIES, SOFTWARE AND CONSUMABLES | Z12010985 | ELECTROSURGERY INSTRUMENTS - CONSUMABLES | 5 | YES
Z | MEDICAL EQUIPMENT AND RELATED ACCESSORIES, SOFTWARE AND CONSUMABLES | Z12010992 | ELECTROSURGERY INSTRUMENTS - MEDICAL DEVICE SOFTWARE | 5 | YES
Z | MEDICAL EQUIPMENT AND RELATED ACCESSORIES, SOFTWARE AND CONSUMABLES | Z12010999 | ELECTROSURGERY INSTRUMENTS - OTHER | 5 | YES
Z | MEDICAL EQUIPMENT AND RELATED ACCESSORIES, SOFTWARE AND CONSUMABLES | Z120110 | LASER SURGERY INSTRUMENTS | 4 | NO
Z | MEDICAL EQUIPMENT AND RELATED ACCESSORIES, SOFTWARE AND CONSUMABLES | Z12011001 | EXCIMER SURGICAL LASER | 5 | YES
Z | MEDICAL EQUIPMENT AND RELATED ACCESSORIES, SOFTWARE AND CONSUMABLES | Z12011002 | CARBON MONOXIDE SURGICAL LASER | 5 | YES
Z | MEDICAL EQUIPMENT AND RELATED ACCESSORIES, SOFTWARE AND CONSUMABLES | Z12011003 | HOLMIUM SURGICAL LASER | 5 | YES
Z | MEDICAL EQUIPMENT AND RELATED ACCESSORIES, SOFTWARE AND CONSUMABLES | Z12011004 | KRYPTON SURGICAL LASER | 5 | YES
Z | MEDICAL EQUIPMENT AND RELATED ACCESSORIES, SOFTWARE AND CONSUMABLES | Z12011005 | CARBON DIOXIDE SURGICAL LASER | 5 | YES
Z | MEDICAL EQUIPMENT AND RELATED ACCESSORIES, SOFTWARE AND CONSUMABLES | Z12011006 | DIODE–PUMPED SOLID–STATE (DPSS) SURGICAL LASER | 5 | YES
Z | MEDICAL EQUIPMENT AND RELATED ACCESSORIES, SOFTWARE AND CONSUMABLES | Z12011007 | DYE SURGICAL LASER | 5 | YES
Z | MEDICAL EQUIPMENT AND RELATED ACCESSORIES, SOFTWARE AND CONSUMABLES | Z12011008 | HELIUM/NEON SURGICAL LASER | 5 | YES
Z | MEDICAL EQUIPMENT AND RELATED ACCESSORIES, SOFTWARE AND CONSUMABLES | Z12011009 | COPPER VAPOUR SURGICAL LASER | 5 | YES
Z | MEDICAL EQUIPMENT AND RELATED ACCESSORIES, SOFTWARE AND CONSUMABLES | Z12011010 | ARGON/KRYPTON SURGICAL LASER | 5 | YES
Z | MEDICAL EQUIPMENT AND RELATED ACCESSORIES, SOFTWARE AND CONSUMABLES | Z12011011 | KTP SURGICAL LASER | 5 | YES
Z | MEDICAL EQUIPMENT AND RELATED ACCESSORIES, SOFTWARE AND CONSUMABLES | Z12011012 | DYE/ALEXANDRITE SURGICAL LASER | 5 | YES
Z | MEDICAL EQUIPMENT AND RELATED ACCESSORIES, SOFTWARE AND CONSUMABLES | Z12011013 | ARGON SURGICAL LASER | 5 | YES
Z | MEDICAL EQUIPMENT AND RELATED ACCESSORIES, SOFTWARE AND CONSUMABLES | Z12011014 | ERBIUM SURGICAL LASER | 5 | YES
Z | MEDICAL EQUIPMENT AND RELATED ACCESSORIES, SOFTWARE AND CONSUMABLES | Z12011015 | RUBY SURGICAL LASER | 5 | YES
Z | MEDICAL EQUIPMENT AND RELATED ACCESSORIES, SOFTWARE AND CONSUMABLES | Z12011016 | DIODE SURGICAL LASER | 5 | YES
Z | MEDICAL EQUIPMENT AND RELATED ACCESSORIES, SOFTWARE AND CONSUMABLES | Z12011017 | NEODYMIUM SURGICAL LASER | 5 | YES
Z | MEDICAL EQUIPMENT AND RELATED ACCESSORIES, SOFTWARE AND CONSUMABLES | Z12011018 | HELIUM/CADMIUM SURGICAL LASER | 5 | YES
Z | MEDICAL EQUIPMENT AND RELATED ACCESSORIES, SOFTWARE AND CONSUMABLES | Z12011019 | MULTI–PLATFORM LASER | 5 | YES
Z | MEDICAL EQUIPMENT AND RELATED ACCESSORIES, SOFTWARE AND CONSUMABLES | Z12011080 | LASER SURGERY INSTRUMENTS - HARDWARE ACCESSORIES | 5 | YES
Z | MEDICAL EQUIPMENT AND RELATED ACCESSORIES, SOFTWARE AND CONSUMABLES | Z12011082 | LASER SURGERY INSTRUMENTS - SOFTWARE ACCESSORIES | 5 | YES
Z | MEDICAL EQUIPMENT AND RELATED ACCESSORIES, SOFTWARE AND CONSUMABLES | Z12011085 | LASER SURGERY INSTRUMENTS - CONSUMABLES | 5 | YES
Z | MEDICAL EQUIPMENT AND RELATED ACCESSORIES, SOFTWARE AND CONSUMABLES | Z12011092 | LASER SURGERY INSTRUMENTS - MEDICAL DEVICE SOFTWARE | 5 | YES
Z | MEDICAL EQUIPMENT AND RELATED ACCESSORIES, SOFTWARE AND CONSUMABLES | Z12011099 | LASER SURGERY INSTRUMENTS - OTHER | 5 | YES
Z | MEDICAL EQUIPMENT AND RELATED ACCESSORIES, SOFTWARE AND CONSUMABLES | Z120111 | INSTRUMENTS FOR OPERATIVE MICROSCOPY | 4 | NO
Z | MEDICAL EQUIPMENT AND RELATED ACCESSORIES, SOFTWARE AND CONSUMABLES | Z12011101 | OPERATIVE MICROSCOPES | 5 | YES
Z | MEDICAL EQUIPMENT AND RELATED ACCESSORIES, SOFTWARE AND CONSUMABLES | Z12011180 | INSTRUMENTS FOR OPERATIVE MICROSCOPY - HARDWARE ACCESSORIES | 5 | NO
Z | MEDICAL EQUIPMENT AND RELATED ACCESSORIES, SOFTWARE AND CONSUMABLES | Z1201118001 | STANDS FOR OPERATIVE MICROSCOPY | 6 | YES
Z | MEDICAL EQUIPMENT AND RELATED ACCESSORIES, SOFTWARE AND CONSUMABLES | Z1201118099 | INSTRUMENTS FOR OPERATIVE MICROSCOPY - HARDWARE ACCESSORIES - OTHER | 6 | YES
Z | MEDICAL EQUIPMENT AND RELATED ACCESSORIES, SOFTWARE AND CONSUMABLES | Z12011182 | INSTRUMENTS FOR OPERATIVE MICROSCOPY - SOFTWARE ACCESSORIES | 5 | YES
Z | MEDICAL EQUIPMENT AND RELATED ACCESSORIES, SOFTWARE AND CONSUMABLES | Z12011185 | INSTRUMENTS FOR OPERATIVE MICROSCOPY - CONSUMABLES | 5 | YES
Z | MEDICAL EQUIPMENT AND RELATED ACCESSORIES, SOFTWARE AND CONSUMABLES | Z12011192 | INSTRUMENTS FOR OPERATIVE MICROSCOPY - MEDICAL DEVICE SOFTWARE | 5 | YES
Z | MEDICAL EQUIPMENT AND RELATED ACCESSORIES, SOFTWARE AND CONSUMABLES | Z12011199 | INSTRUMENTS FOR OPERATIVE MICROSCOPY – OTHER | 5 | YES
Z | MEDICAL EQUIPMENT AND RELATED ACCESSORIES, SOFTWARE AND CONSUMABLES | Z120112 | PATIENT POSITIONING INSTRUMENTS | 4 | NO
Z | MEDICAL EQUIPMENT AND RELATED ACCESSORIES, SOFTWARE AND CONSUMABLES | Z12011201 | OPERATING CHAIRS | 5 | YES
Z | MEDICAL EQUIPMENT AND RELATED ACCESSORIES, SOFTWARE AND CONSUMABLES | Z12011202 | OPERATING TABLES | 5 | YES
Z | MEDICAL EQUIPMENT AND RELATED ACCESSORIES, SOFTWARE AND CONSUMABLES | Z12011280 | PATIENT POSITIONING INSTRUMENTS - HARDWARE ACCESSORIES | 5 | YES
Z | MEDICAL EQUIPMENT AND RELATED ACCESSORIES, SOFTWARE AND CONSUMABLES | Z12011285 | PATIENT POSITIONING INSTRUMENTS - CONSUMABLES | 5 | YES
Z | MEDICAL EQUIPMENT AND RELATED ACCESSORIES, SOFTWARE AND CONSUMABLES | Z12011299 | PATIENT POSITIONING INSTRUMENTS – OTHER | 5 | YES
Z | MEDICAL EQUIPMENT AND RELATED ACCESSORIES, SOFTWARE AND CONSUMABLES | Z120113 | CLEANING, DISINFECTION AND STERILISATION INSTRUMENTS | 4 | NO
Z | MEDICAL EQUIPMENT AND RELATED ACCESSORIES, SOFTWARE AND CONSUMABLES | Z12011301 | CLEANING AND DISINFECTION EQUIPMENT | 5 | YES
Z | MEDICAL EQUIPMENT AND RELATED ACCESSORIES, SOFTWARE AND CONSUMABLES | Z12011302 | ULTRASONIC CLEANING EQUIPMENT | 5 | YES
Z | MEDICAL EQUIPMENT AND RELATED ACCESSORIES, SOFTWARE AND CONSUMABLES | Z12011303 | CHEMICAL STERILISATION EQUIPMENT | 5 | YES
Z | MEDICAL EQUIPMENT AND RELATED ACCESSORIES, SOFTWARE AND CONSUMABLES | Z12011304 | AUTOCLAVES WITH A CHAMBER LARGER THAN OR EQUAL TO 1 STANDARD STERILISATION UNIT | 5 | YES
Z | MEDICAL EQUIPMENT AND RELATED ACCESSORIES, SOFTWARE AND CONSUMABLES | Z12011305 | SMALL LOAD AUTOCLAVES WITH A CHAMBER SMALLER THAN 1 STANDARD STERILISATION UNIT | 5 | YES
Z | MEDICAL EQUIPMENT AND RELATED ACCESSORIES, SOFTWARE AND CONSUMABLES | Z12011306 | CLEANING AND DECONTAMINATION SYSTEMS FOR GENERAL AND MULTIDISCIPLINARY SURGERY INSTRUMENTS | 5 | YES
Z | MEDICAL EQUIPMENT AND RELATED ACCESSORIES, SOFTWARE AND CONSUMABLES | Z12011307 | DRY AIR STERILISERS | 5 | YES
Z | MEDICAL EQUIPMENT AND RELATED ACCESSORIES, SOFTWARE AND CONSUMABLES | Z12011309 | PLASMA STERILISERS | 5 | YES
Z | MEDICAL EQUIPMENT AND RELATED ACCESSORIES, SOFTWARE AND CONSUMABLES | Z12011310 | RADIATION STERILISERS | 5 | NO
Z | MEDICAL EQUIPMENT AND RELATED ACCESSORIES, SOFTWARE AND CONSUMABLES | Z1201131001 | RADIATION STERILISERS, X–RAY | 6 | YES
Z | MEDICAL EQUIPMENT AND RELATED ACCESSORIES, SOFTWARE AND CONSUMABLES | Z1201131002 | RADIATION STERILISERS, GAMMA–RAY | 6 | YES
Z | MEDICAL EQUIPMENT AND RELATED ACCESSORIES, SOFTWARE AND CONSUMABLES | Z1201131003 | RADIATION STERILISERS, MICROWAVE | 6 | YES
Z | MEDICAL EQUIPMENT AND RELATED ACCESSORIES, SOFTWARE AND CONSUMABLES | Z1201131099 | RADIATION STERILISERS - OTHER | 6 | YES
Z | MEDICAL EQUIPMENT AND RELATED ACCESSORIES, SOFTWARE AND CONSUMABLES | Z12011311 | ENDOSCOPE WASHERS | 5 | YES
Z | MEDICAL EQUIPMENT AND RELATED ACCESSORIES, SOFTWARE AND CONSUMABLES | Z12011312 | ENDOSCOPE DRYERS | 5 | YES
Z | MEDICAL EQUIPMENT AND RELATED ACCESSORIES, SOFTWARE AND CONSUMABLES | Z12011313 | ENDOSCOPE STERILISERS | 5 | YES
Z | MEDICAL EQUIPMENT AND RELATED ACCESSORIES, SOFTWARE AND CONSUMABLES | Z12011314 | ENDOSCOPE DRYING CABINETS AND STORAGE | 5 | YES
Z | MEDICAL EQUIPMENT AND RELATED ACCESSORIES, SOFTWARE AND CONSUMABLES | Z12011380 | CLEANING, DISINFECTION AND STERILISATION INSTRUMENTS - HARDWARE ACCESSORIES | 5 | YES
Z | MEDICAL EQUIPMENT AND RELATED ACCESSORIES, SOFTWARE AND CONSUMABLES | Z12011382 | CLEANING, DISINFECTION AND STERILISATION INSTRUMENTS - SOFTWARE ACCESSORIES | 5 | YES
Z | MEDICAL EQUIPMENT AND RELATED ACCESSORIES, SOFTWARE AND CONSUMABLES | Z12011385 | CLEANING, DISINFECTION AND STERILISATION INSTRUMENTS - CONSUMABLES | 5 | YES
Z | MEDICAL EQUIPMENT AND RELATED ACCESSORIES, SOFTWARE AND CONSUMABLES | Z12011392 | CLEANING, DISINFECTION AND STERILISATION INSTRUMENTS - MEDICAL DEVICE SOFTWARE | 5 | YES
Z | MEDICAL EQUIPMENT AND RELATED ACCESSORIES, SOFTWARE AND CONSUMABLES | Z12011399 | CLEANING, DISINFECTION AND STERILISATION INSTRUMENTS - OTHER | 5 | YES
Z | MEDICAL EQUIPMENT AND RELATED ACCESSORIES, SOFTWARE AND CONSUMABLES | Z120114 | SURGICAL NAVIGATION INSTRUMENTS | 4 | NO
Z | MEDICAL EQUIPMENT AND RELATED ACCESSORIES, SOFTWARE AND CONSUMABLES | Z12011401 | SURGICAL NAVIGATION SYSTEM | 5 | YES
Z | MEDICAL EQUIPMENT AND RELATED ACCESSORIES, SOFTWARE AND CONSUMABLES | Z12011480 | SURGICAL NAVIGATION INSTRUMENTS - HARDWARE ACCESSORIES | 5 | YES
Z | MEDICAL EQUIPMENT AND RELATED ACCESSORIES, SOFTWARE AND CONSUMABLES | Z12011482 | SURGICAL NAVIGATION INSTRUMENTS - SOFTWARE ACCESSORIES | 5 | YES
Z | MEDICAL EQUIPMENT AND RELATED ACCESSORIES, SOFTWARE AND CONSUMABLES | Z12011485 | SURGICAL NAVIGATION INSTRUMENTS - CONSUMABLES | 5 | YES
Z | MEDICAL EQUIPMENT AND RELATED ACCESSORIES, SOFTWARE AND CONSUMABLES | Z12011492 | SURGICAL NAVIGATION INSTRUMENTS - MEDICAL DEVICE SOFTWARE | 5 | YES
Z | MEDICAL EQUIPMENT AND RELATED ACCESSORIES, SOFTWARE AND CONSUMABLES | Z120190 | VARIOUS INSTRUMENTS FOR GENERAL AND MULTIDISCIPLINARY SURGERY | 4 | NO
Z | MEDICAL EQUIPMENT AND RELATED ACCESSORIES, SOFTWARE AND CONSUMABLES | Z12019001 | SURGICAL WIRE APPLICATION EQUIPMENT | 5 | YES
Z | MEDICAL EQUIPMENT AND RELATED ACCESSORIES, SOFTWARE AND CONSUMABLES | Z12019002 | EQUIPMENT FOR THE TRANSPORT OF ORGANIC MATERIAL | 5 | YES
Z | MEDICAL EQUIPMENT AND RELATED ACCESSORIES, SOFTWARE AND CONSUMABLES | Z12019003 | WOUND TREATMENT EQUIPMENT | 5 | YES
Z | MEDICAL EQUIPMENT AND RELATED ACCESSORIES, SOFTWARE AND CONSUMABLES | Z12019004 | SURGICAL SMOKE EVACUATION SYSTEMS | 5 | YES
Z | MEDICAL EQUIPMENT AND RELATED ACCESSORIES, SOFTWARE AND CONSUMABLES | Z12019005 | DERMOGRAPHS | 5 | YES
Z | MEDICAL EQUIPMENT AND RELATED ACCESSORIES, SOFTWARE AND CONSUMABLES | Z12019006 | PHOTOCOAGULATORS | 5 | YES
Z | MEDICAL EQUIPMENT AND RELATED ACCESSORIES, SOFTWARE AND CONSUMABLES | Z12019007 | IRRIGATORS | 5 | YES
Z | MEDICAL EQUIPMENT AND RELATED ACCESSORIES, SOFTWARE AND CONSUMABLES | Z12019008 | BLOOD HEATERS | 5 | YES
Z | MEDICAL EQUIPMENT AND RELATED ACCESSORIES, SOFTWARE AND CONSUMABLES | Z12019009 | THAWING UNITS | 5 | YES
Z | MEDICAL EQUIPMENT AND RELATED ACCESSORIES, SOFTWARE AND CONSUMABLES | Z12019010 | PATIENT TRANSFER SYSTEMS | 5 | YES
Z | MEDICAL EQUIPMENT AND RELATED ACCESSORIES, SOFTWARE AND CONSUMABLES | Z12019080 | VARIOUS INSTRUMENTS FOR GENERAL AND MULTIDISCIPLINARY SURGERY - HARDWARE ACCESSORIES | 5 | YES
Z | MEDICAL EQUIPMENT AND RELATED ACCESSORIES, SOFTWARE AND CONSUMABLES | Z12019082 | VARIOUS INSTRUMENTS FOR GENERAL AND MULTIDISCIPLINARY SURGERY - SOFTWARE ACCESSORIES | 5 | YES
Z | MEDICAL EQUIPMENT AND RELATED ACCESSORIES, SOFTWARE AND CONSUMABLES | Z12019085 | VARIOUS INSTRUMENTS FOR GENERAL AND MULTIDISCIPLINARY SURGERY - CONSUMABLES | 5 | YES
Z | MEDICAL EQUIPMENT AND RELATED ACCESSORIES, SOFTWARE AND CONSUMABLES | Z12019092 | VARIOUS INSTRUMENTS FOR GENERAL AND MULTIDISCIPLINARY SURGERY - MEDICAL DEVICE SOFTWARE | 5 | YES
Z | MEDICAL EQUIPMENT AND RELATED ACCESSORIES, SOFTWARE AND CONSUMABLES | Z12019099 | VARIOUS INSTRUMENTS FOR GENERAL AND MULTIDISCIPLINARY SURGERY - OTHER | 5 | YES
Z | MEDICAL EQUIPMENT AND RELATED ACCESSORIES, SOFTWARE AND CONSUMABLES | Z1202 | ENDOSCOPIC AND MINIMALLY INVASIVE SURGERY INSTRUMENTS | 3 | NO
Z | MEDICAL EQUIPMENT AND RELATED ACCESSORIES, SOFTWARE AND CONSUMABLES | Z120201 | REMOTE CONTROL ROBOTIC ENDOSCOPIC SURGERY INSTRUMENTS | 4 | NO
Z | MEDICAL EQUIPMENT AND RELATED ACCESSORIES, SOFTWARE AND CONSUMABLES | Z12020101 | ROBOT-ASSISTED ENDOSCOPIC SURGERY SYSTEMS | 5 | YES
Z | MEDICAL EQUIPMENT AND RELATED ACCESSORIES, SOFTWARE AND CONSUMABLES | Z12020180 | REMOTE CONTROL ROBOT-ASSISTED ENDOSCOPIC SURGERY INSTRUMENTS - HARDWARE ACCESSORIES | 5 | NO
Z | MEDICAL EQUIPMENT AND RELATED ACCESSORIES, SOFTWARE AND CONSUMABLES | Z1202018001 | ROBOTIC ARMS FOR VIDEOENDOSCOPY | 6 | YES
Z | MEDICAL EQUIPMENT AND RELATED ACCESSORIES, SOFTWARE AND CONSUMABLES | Z1202018002 | COMMAND CONSOLES FOR ENDOSCOPIC SURGERY | 6 | YES
Z | MEDICAL EQUIPMENT AND RELATED ACCESSORIES, SOFTWARE AND CONSUMABLES | Z1202018099 | REMOTE CONTROL ROBOT-ASSISTED ENDOSCOPIC SURGERY INSTRUMENTS - HARDWARE ACCESSORIES - OTHER | 6 | YES
Z | MEDICAL EQUIPMENT AND RELATED ACCESSORIES, SOFTWARE AND CONSUMABLES | Z12020182 | REMOTE CONTROL ROBOTIC ENDOSCOPIC SURGERY INSTRUMENTS - SOFTWARE ACCESSORIES | 5 | YES
Z | MEDICAL EQUIPMENT AND RELATED ACCESSORIES, SOFTWARE AND CONSUMABLES | Z12020185 | REMOTE CONTROL ROBOT-ASSISTED ENDOSCOPIC SURGERY INSTRUMENTS - CONSUMABLES | 5 | YES
Z | MEDICAL EQUIPMENT AND RELATED ACCESSORIES, SOFTWARE AND CONSUMABLES | Z12020192 | REMOTE CONTROL ROBOT-ASSISTED ENDOSCOPIC SURGERY INSTRUMENTS - MEDICAL DEVICE SOFTWARE | 5 | YES
Z | MEDICAL EQUIPMENT AND RELATED ACCESSORIES, SOFTWARE AND CONSUMABLES | Z12020199 | REMOTE CONTROL ROBOT-ASSISTED ENDOSCOPIC SURGERY INSTRUMENTS - OTHER | 5 | YES
Z | MEDICAL EQUIPMENT AND RELATED ACCESSORIES, SOFTWARE AND CONSUMABLES | Z120202 | MOTORISED INSTRUMENTS FOR ENDOSCOPIC SURGERY | 4 | NO
Z | MEDICAL EQUIPMENT AND RELATED ACCESSORIES, SOFTWARE AND CONSUMABLES | Z12020201 | MOTORISED SYSTEMS FOR ENDOSCOPIC SURGERY | 5 | YES
Z | MEDICAL EQUIPMENT AND RELATED ACCESSORIES, SOFTWARE AND CONSUMABLES | Z12020280 | MOTORISED INSTRUMENTS FOR ENDOSCOPIC SURGERY - HARDWARE ACCESSORIES | 5 | YES
Z | MEDICAL EQUIPMENT AND RELATED ACCESSORIES, SOFTWARE AND CONSUMABLES | Z12020282 | MOTORISED INSTRUMENTS FOR ENDOSCOPIC SURGERY - SOFTWARE ACCESSORIES | 5 | YES
Z | MEDICAL EQUIPMENT AND RELATED ACCESSORIES, SOFTWARE AND CONSUMABLES | Z12020285 | MOTORISED INSTRUMENTS FOR ENDOSCOPIC SURGERY - CONSUMABLES | 5 | YES
Z | MEDICAL EQUIPMENT AND RELATED ACCESSORIES, SOFTWARE AND CONSUMABLES | Z12020292 | MOTORISED INSTRUMENTS FOR ENDOSCOPIC SURGERY - MEDICAL DEVICE SOFTWARE | 5 | YES
Z | MEDICAL EQUIPMENT AND RELATED ACCESSORIES, SOFTWARE AND CONSUMABLES | Z120203 | ENDOSCOPIC LITHOTRIPSY INSTRUMENTS | 4 | NO
Z | MEDICAL EQUIPMENT AND RELATED ACCESSORIES, SOFTWARE AND CONSUMABLES | Z12020301 | ELECTROMECHANICAL ENDOSCOPIC LITHOTRIPTERS | 5 | YES
Z | MEDICAL EQUIPMENT AND RELATED ACCESSORIES, SOFTWARE AND CONSUMABLES | Z12020302 | ULTRASONIC ENDOSCOPIC LITHOTRIPTERS | 5 | YES
Z | MEDICAL EQUIPMENT AND RELATED ACCESSORIES, SOFTWARE AND CONSUMABLES | Z12020303 | ELECTROHYDRAULIC ENDOSCOPIC LITHOTRIPTERS | 5 | YES
Z | MEDICAL EQUIPMENT AND RELATED ACCESSORIES, SOFTWARE AND CONSUMABLES | Z12020304 | LASER ENDOSCOPIC LITHOTRIPTERS | 5 | YES
Z | MEDICAL EQUIPMENT AND RELATED ACCESSORIES, SOFTWARE AND CONSUMABLES | Z12020380 | ENDOSCOPIC LITHOTRIPSY INSTRUMENTS - HARDWARE ACCESSORIES | 5 | YES
Z | MEDICAL EQUIPMENT AND RELATED ACCESSORIES, SOFTWARE AND CONSUMABLES | Z12020382 | ENDOSCOPIC LITHOTRIPSY INSTRUMENTS - SOFTWARE ACCESSORIES | 5 | YES
Z | MEDICAL EQUIPMENT AND RELATED ACCESSORIES, SOFTWARE AND CONSUMABLES | Z12020385 | ENDOSCOPIC LITHOTRIPSY INSTRUMENTS - CONSUMABLES | 5 | YES
Z | MEDICAL EQUIPMENT AND RELATED ACCESSORIES, SOFTWARE AND CONSUMABLES | Z12020392 | ENDOSCOPIC LITHOTRIPSY INSTRUMENTS - MEDICAL DEVICE SOFTWARE | 5 | YES
Z | MEDICAL EQUIPMENT AND RELATED ACCESSORIES, SOFTWARE AND CONSUMABLES | Z120204 | INSTRUMENTS FOR THE ACQUISITION AND MANAGEMENT OF ENDOSCOPIC AND MINIMALLY INVASIVE SURGERY IMAGES | 4 | NO
Z | MEDICAL EQUIPMENT AND RELATED ACCESSORIES, SOFTWARE AND CONSUMABLES | Z12020401 | INTEGRATED SYSTEMS FOR THE ACQUISITION AND MANAGEMENT OF ENDOSCOPIC AND MINIMALLY INVASIVE SURGERY IMAGES | 5 | YES
Z | MEDICAL EQUIPMENT AND RELATED ACCESSORIES, SOFTWARE AND CONSUMABLES | Z12020402 | LIGHT SOURCES FOR ENDOSCOPY AND MINIMALLY INVASIVE SURGERY | 5 | YES
Z | MEDICAL EQUIPMENT AND RELATED ACCESSORIES, SOFTWARE AND CONSUMABLES | Z12020403 | MODULES FOR ENDOSCOPIC IMAGING AND MINIMALLY INVASIVE SURGERY | 5 | YES
Z | MEDICAL EQUIPMENT AND RELATED ACCESSORIES, SOFTWARE AND CONSUMABLES | Z12020404 | REMOTE CONTROL UNITS FOR ENDOSCOPY AND MINIMALLY INVASIVE SURGERY | 5 | YES
Z | MEDICAL EQUIPMENT AND RELATED ACCESSORIES, SOFTWARE AND CONSUMABLES | Z12020405 | SURGICAL CAMERAS | 5 | YES
Z | MEDICAL EQUIPMENT AND RELATED ACCESSORIES, SOFTWARE AND CONSUMABLES | Z12020406 | VIDEO PROCESSORS | 5 | YES
Z | MEDICAL EQUIPMENT AND RELATED ACCESSORIES, SOFTWARE AND CONSUMABLES | Z12020480 | INSTRUMENTS FOR THE ACQUISITION AND MANAGEMENT OF ENDOSCOPIC AND MINIMALLY INVASIVE SURGERY IMAGES - HARDWARE ACCESSORIES | 5 | YES
Z | MEDICAL EQUIPMENT AND RELATED ACCESSORIES, SOFTWARE AND CONSUMABLES | Z12020482 | INSTRUMENTS FOR THE ACQUISITION AND MANAGEMENT OF ENDOSCOPIC AND MINIMALLY INVASIVE SURGERY IMAGES - SOFTWARE ACCESSORIES | 5 | YES
Z | MEDICAL EQUIPMENT AND RELATED ACCESSORIES, SOFTWARE AND CONSUMABLES | Z12020485 | INSTRUMENTS FOR THE ACQUISITION AND MANAGEMENT OF ENDOSCOPIC AND MINIMALLY INVASIVE SURGERY IMAGES - CONSUMABLES | 5 | YES
Z | MEDICAL EQUIPMENT AND RELATED ACCESSORIES, SOFTWARE AND CONSUMABLES | Z12020492 | INSTRUMENTS FOR THE ACQUISITION AND MANAGEMENT OF ENDOSCOPIC AND MINIMALLY INVASIVE SURGERY IMAGES - MEDICAL DEVICE SOFTWARE | 5 | YES
Z | MEDICAL EQUIPMENT AND RELATED ACCESSORIES, SOFTWARE AND CONSUMABLES | Z12020499 | INSTRUMENTS FOR THE ACQUISITION AND MANAGEMENT OF ENDOSCOPIC AND MINIMALLY INVASIVE SURGERY IMAGES – OTHER | 5 | YES
Z | MEDICAL EQUIPMENT AND RELATED ACCESSORIES, SOFTWARE AND CONSUMABLES | Z120205 | UPPER GASTROINTESTINAL TRACT ENDOSCOPY INSTRUMENTS | 4 | NO
Z | MEDICAL EQUIPMENT AND RELATED ACCESSORIES, SOFTWARE AND CONSUMABLES | Z12020501 | CHOLEDOCOSCOPES | 5 | YES
Z | MEDICAL EQUIPMENT AND RELATED ACCESSORIES, SOFTWARE AND CONSUMABLES | Z12020502 | DUODENOSCOPES | 5 | YES
Z | MEDICAL EQUIPMENT AND RELATED ACCESSORIES, SOFTWARE AND CONSUMABLES | Z12020503 | ECHO–GASTROSCOPES | 5 | YES
Z | MEDICAL EQUIPMENT AND RELATED ACCESSORIES, SOFTWARE AND CONSUMABLES | Z12020504 | OESOPHAGOSCOPES | 5 | YES
Z | MEDICAL EQUIPMENT AND RELATED ACCESSORIES, SOFTWARE AND CONSUMABLES | Z12020505 | GASTRODUODENOSCOPES | 5 | YES
Z | MEDICAL EQUIPMENT AND RELATED ACCESSORIES, SOFTWARE AND CONSUMABLES | Z12020506 | GASTROSCOPES | 5 | YES
Z | MEDICAL EQUIPMENT AND RELATED ACCESSORIES, SOFTWARE AND CONSUMABLES | Z12020507 | VIDEO CHOLEDOCOSCOPES | 5 | YES
Z | MEDICAL EQUIPMENT AND RELATED ACCESSORIES, SOFTWARE AND CONSUMABLES | Z12020508 | VIDEO DUODENOSCOPES | 5 | YES
Z | MEDICAL EQUIPMENT AND RELATED ACCESSORIES, SOFTWARE AND CONSUMABLES | Z12020509 | VIDEO OESOPHAGOSCOPES | 5 | YES
Z | MEDICAL EQUIPMENT AND RELATED ACCESSORIES, SOFTWARE AND CONSUMABLES | Z12020510 | VIDEO GASTRODUODENOSCOPES | 5 | YES
Z | MEDICAL EQUIPMENT AND RELATED ACCESSORIES, SOFTWARE AND CONSUMABLES | Z12020511 | VIDEO GASTROSCOPES | 5 | YES
Z | MEDICAL EQUIPMENT AND RELATED ACCESSORIES, SOFTWARE AND CONSUMABLES | Z12020580 | UPPER GASTROINTESTINAL TRACT ENDOSCOPY INSTRUMENTS - HARDWARE ACCESSORIES | 5 | YES
Z | MEDICAL EQUIPMENT AND RELATED ACCESSORIES, SOFTWARE AND CONSUMABLES | Z12020582 | UPPER GASTROINTESTINAL TRACT ENDOSCOPY INSTRUMENTS - SOFTWARE ACCESSORIES | 5 | YES
Z | MEDICAL EQUIPMENT AND RELATED ACCESSORIES, SOFTWARE AND CONSUMABLES | Z12020585 | UPPER GASTROINTESTINAL TRACT ENDOSCOPY INSTRUMENTS - CONSUMABLES | 5 | YES
Z | MEDICAL EQUIPMENT AND RELATED ACCESSORIES, SOFTWARE AND CONSUMABLES | Z12020592 | UPPER GASTROINTESTINAL TRACT ENDOSCOPY INSTRUMENTS - MEDICAL DEVICE SOFTWARE | 5 | YES
Z | MEDICAL EQUIPMENT AND RELATED ACCESSORIES, SOFTWARE AND CONSUMABLES | Z12020599 | UPPER GASTROINTESTINAL TRACT ENDOSCOPY INSTRUMENTS - OTHER | 5 | YES
Z | MEDICAL EQUIPMENT AND RELATED ACCESSORIES, SOFTWARE AND CONSUMABLES | Z120206 | LOWER GASTROINTESTINAL TRACT ENDOSCOPY INSTRUMENTS | 4 | NO
Z | MEDICAL EQUIPMENT AND RELATED ACCESSORIES, SOFTWARE AND CONSUMABLES | Z12020601 | COLONOSCOPES | 5 | YES
Z | MEDICAL EQUIPMENT AND RELATED ACCESSORIES, SOFTWARE AND CONSUMABLES | Z12020602 | SIGMOIDOSCOPES | 5 | YES
Z | MEDICAL EQUIPMENT AND RELATED ACCESSORIES, SOFTWARE AND CONSUMABLES | Z12020603 | PROCTOSCOPES | 5 | YES
Z | MEDICAL EQUIPMENT AND RELATED ACCESSORIES, SOFTWARE AND CONSUMABLES | Z12020604 | ULTRASONIC PROCTOSCOPES | 5 | YES
Z | MEDICAL EQUIPMENT AND RELATED ACCESSORIES, SOFTWARE AND CONSUMABLES | Z12020605 | RECTOSCOPES | 5 | YES
Z | MEDICAL EQUIPMENT AND RELATED ACCESSORIES, SOFTWARE AND CONSUMABLES | Z12020606 | VIDEO COLONOSCOPES | 5 | YES
Z | MEDICAL EQUIPMENT AND RELATED ACCESSORIES, SOFTWARE AND CONSUMABLES | Z12020607 | VIDEO ENTEROSCOPES | 5 | YES
Z | MEDICAL EQUIPMENT AND RELATED ACCESSORIES, SOFTWARE AND CONSUMABLES | Z12020608 | VIDEO SIGMOIDOSCOPES | 5 | YES
Z | MEDICAL EQUIPMENT AND RELATED ACCESSORIES, SOFTWARE AND CONSUMABLES | Z12020680 | LOWER GASTROINTESTINAL TRACT ENDOSCOPY INSTRUMENTS - HARDWARE ACCESSORIES | 5 | YES
Z | MEDICAL EQUIPMENT AND RELATED ACCESSORIES, SOFTWARE AND CONSUMABLES | Z12020682 | LOWER GASTROINTESTINAL TRACT ENDOSCOPY INSTRUMENTS - SOFTWARE ACCESSORIES | 5 | YES
Z | MEDICAL EQUIPMENT AND RELATED ACCESSORIES, SOFTWARE AND CONSUMABLES | Z12020685 | LOWER GASTROINTESTINAL TRACT ENDOSCOPY INSTRUMENTS - CONSUMABLES | 5 | YES
Z | MEDICAL EQUIPMENT AND RELATED ACCESSORIES, SOFTWARE AND CONSUMABLES | Z12020692 | LOWER GASTROINTESTINAL TRACT ENDOSCOPY INSTRUMENTS - MEDICAL DEVICE SOFTWARE | 5 | YES
Z | MEDICAL EQUIPMENT AND RELATED ACCESSORIES, SOFTWARE AND CONSUMABLES | Z12020699 | LOWER GASTROINTESTINAL TRACT ENDOSCOPY INSTRUMENTS - OTHER | 5 | YES
Z | MEDICAL EQUIPMENT AND RELATED ACCESSORIES, SOFTWARE AND CONSUMABLES | Z120207 | GENITOURINARY ENDOSCOPY INSTRUMENTS | 4 | NO
Z | MEDICAL EQUIPMENT AND RELATED ACCESSORIES, SOFTWARE AND CONSUMABLES | Z12020701 | CYSTOSCOPES | 5 | YES
Z | MEDICAL EQUIPMENT AND RELATED ACCESSORIES, SOFTWARE AND CONSUMABLES | Z12020702 | CYSTOURETHROSCOPES | 5 | YES
Z | MEDICAL EQUIPMENT AND RELATED ACCESSORIES, SOFTWARE AND CONSUMABLES | Z12020703 | COLPOSCOPES | 5 | YES
Z | MEDICAL EQUIPMENT AND RELATED ACCESSORIES, SOFTWARE AND CONSUMABLES | Z12020704 | HYSTEROSCOPES | 5 | YES
Z | MEDICAL EQUIPMENT AND RELATED ACCESSORIES, SOFTWARE AND CONSUMABLES | Z12020705 | NEPHROSCOPES | 5 | YES
Z | MEDICAL EQUIPMENT AND RELATED ACCESSORIES, SOFTWARE AND CONSUMABLES | Z12020706 | PELVISCOPES | 5 | YES
Z | MEDICAL EQUIPMENT AND RELATED ACCESSORIES, SOFTWARE AND CONSUMABLES | Z12020707 | RESECTOSCOPES | 5 | YES
Z | MEDICAL EQUIPMENT AND RELATED ACCESSORIES, SOFTWARE AND CONSUMABLES | Z12020708 | VIDEO COLPOSCOPY INSTRUMENTS | 5 | NO
Z | MEDICAL EQUIPMENT AND RELATED ACCESSORIES, SOFTWARE AND CONSUMABLES | Z1202070801 | VIDEO COLPOSCOPY SYSTEMS | 6 | YES
Z | MEDICAL EQUIPMENT AND RELATED ACCESSORIES, SOFTWARE AND CONSUMABLES | Z1202070880 | VIDEO COLPOSCOPY INSTRUMENTS - HARDWARE ACCESSORIES | 6 | YES
Z | MEDICAL EQUIPMENT AND RELATED ACCESSORIES, SOFTWARE AND CONSUMABLES | Z1202070882 | VIDEO COLPOSCOPY INSTRUMENTS - SOFTWARE ACCESSORIES | 6 | YES
Z | MEDICAL EQUIPMENT AND RELATED ACCESSORIES, SOFTWARE AND CONSUMABLES | Z1202070885 | VIDEO COLPOSCOPY INSTRUMENTS - CONSUMABLES | 6 | YES
Z | MEDICAL EQUIPMENT AND RELATED ACCESSORIES, SOFTWARE AND CONSUMABLES | Z1202070892 | VIDEO COLPOSCOPY INSTRUMENTS - MEDICAL DEVICE SOFTWARE | 6 | YES
Z | MEDICAL EQUIPMENT AND RELATED ACCESSORIES, SOFTWARE AND CONSUMABLES | Z12020709 | UTEROSCOPES | 5 | YES
Z | MEDICAL EQUIPMENT AND RELATED ACCESSORIES, SOFTWARE AND CONSUMABLES | Z12020710 | VAGINOSCOPES | 5 | YES
Z | MEDICAL EQUIPMENT AND RELATED ACCESSORIES, SOFTWARE AND CONSUMABLES | Z12020711 | VIDEO CYSTOURETHROSCOPES | 5 | YES
Z | MEDICAL EQUIPMENT AND RELATED ACCESSORIES, SOFTWARE AND CONSUMABLES | Z12020712 | VIDEO HYSTEROSCOPES | 5 | YES
Z | MEDICAL EQUIPMENT AND RELATED ACCESSORIES, SOFTWARE AND CONSUMABLES | Z12020713 | URETERORENOSCOPES | 5 | YES
Z | MEDICAL EQUIPMENT AND RELATED ACCESSORIES, SOFTWARE AND CONSUMABLES | Z12020780 | GENITOURINARY ENDOSCOPY INSTRUMENTS - HARDWARE ACCESSORIES | 5 | YES
Z | MEDICAL EQUIPMENT AND RELATED ACCESSORIES, SOFTWARE AND CONSUMABLES | Z12020782 | GENITOURINARY ENDOSCOPY INSTRUMENTS - SOFTWARE ACCESSORIES | 5 | YES
Z | MEDICAL EQUIPMENT AND RELATED ACCESSORIES, SOFTWARE AND CONSUMABLES | Z12020785 | GENITOURINARY ENDOSCOPY INSTRUMENTS - CONSUMABLES | 5 | YES
Z | MEDICAL EQUIPMENT AND RELATED ACCESSORIES, SOFTWARE AND CONSUMABLES | Z12020792 | GENITOURINARY ENDOSCOPY INSTRUMENTS - MEDICAL DEVICE SOFTWARE | 5 | YES
Z | MEDICAL EQUIPMENT AND RELATED ACCESSORIES, SOFTWARE AND CONSUMABLES | Z12020799 | GENITOURINARY ENDOSCOPY INSTRUMENTS – OTHER | 5 | YES
Z | MEDICAL EQUIPMENT AND RELATED ACCESSORIES, SOFTWARE AND CONSUMABLES | Z120208 | PULMONARY ENDOSCOPIC INSTRUMENTS | 4 | NO
Z | MEDICAL EQUIPMENT AND RELATED ACCESSORIES, SOFTWARE AND CONSUMABLES | Z12020801 | BRONCHOSCOPES | 5 | YES
Z | MEDICAL EQUIPMENT AND RELATED ACCESSORIES, SOFTWARE AND CONSUMABLES | Z12020802 | VIDEO BRONCHOSCOPES | 5 | YES
Z | MEDICAL EQUIPMENT AND RELATED ACCESSORIES, SOFTWARE AND CONSUMABLES | Z12020880 | PULMONARY ENDOSCOPIC INSTRUMENTS - HARDWARE ACCESSORIES | 5 | YES
Z | MEDICAL EQUIPMENT AND RELATED ACCESSORIES, SOFTWARE AND CONSUMABLES | Z12020882 | PULMONARY ENDOSCOPIC INSTRUMENTS - SOFTWARE ACCESSORIES | 5 | YES
Z | MEDICAL EQUIPMENT AND RELATED ACCESSORIES, SOFTWARE AND CONSUMABLES | Z12020885 | PULMONARY ENDOSCOPIC INSTRUMENTS - CONSUMABLES | 5 | YES
Z | MEDICAL EQUIPMENT AND RELATED ACCESSORIES, SOFTWARE AND CONSUMABLES | Z12020892 | PULMONARY ENDOSCOPIC INSTRUMENTS - MEDICAL DEVICE SOFTWARE | 5 | YES
Z | MEDICAL EQUIPMENT AND RELATED ACCESSORIES, SOFTWARE AND CONSUMABLES | Z12020899 | PULMONARY ENDOSCOPIC INSTRUMENTS - OTHER | 5 | YES
Z | MEDICAL EQUIPMENT AND RELATED ACCESSORIES, SOFTWARE AND CONSUMABLES | Z120209 | NEUROENDOSCOPY INSTRUMENTS | 4 | NO
Z | MEDICAL EQUIPMENT AND RELATED ACCESSORIES, SOFTWARE AND CONSUMABLES | Z12020901 | ENCEPHALOSCOPES | 5 | YES
Z | MEDICAL EQUIPMENT AND RELATED ACCESSORIES, SOFTWARE AND CONSUMABLES | Z12020902 | NEUROSCOPES | 5 | YES
Z | MEDICAL EQUIPMENT AND RELATED ACCESSORIES, SOFTWARE AND CONSUMABLES | Z12020903 | SPINOSCOPES | 5 | YES
Z | MEDICAL EQUIPMENT AND RELATED ACCESSORIES, SOFTWARE AND CONSUMABLES | Z12020980 | NEUROENDOSCOPY INSTRUMENTS - HARDWARE ACCESSORIES | 5 | YES
Z | MEDICAL EQUIPMENT AND RELATED ACCESSORIES, SOFTWARE AND CONSUMABLES | Z12020982 | NEUROENDOSCOPY INSTRUMENTS - SOFTWARE ACCESSORIES | 5 | YES
Z | MEDICAL EQUIPMENT AND RELATED ACCESSORIES, SOFTWARE AND CONSUMABLES | Z12020985 | NEUROENDOSCOPY INSTRUMENTS - CONSUMABLES | 5 | YES
Z | MEDICAL EQUIPMENT AND RELATED ACCESSORIES, SOFTWARE AND CONSUMABLES | Z12020992 | NEUROENDOSCOPY INSTRUMENTS - MEDICAL DEVICE SOFTWARE | 5 | YES
Z | MEDICAL EQUIPMENT AND RELATED ACCESSORIES, SOFTWARE AND CONSUMABLES | Z12020999 | NEUROENDOSCOPY INSTRUMENTS - OTHER | 5 | YES
Z | MEDICAL EQUIPMENT AND RELATED ACCESSORIES, SOFTWARE AND CONSUMABLES | Z120210 | ENT ENDOSCOPY INSTRUMENTS | 4 | NO
Z | MEDICAL EQUIPMENT AND RELATED ACCESSORIES, SOFTWARE AND CONSUMABLES | Z12021001 | PHARYNGOSCOPES | 5 | YES
Z | MEDICAL EQUIPMENT AND RELATED ACCESSORIES, SOFTWARE AND CONSUMABLES | Z12021002 | VIDEO PHARYNGOSCOPES | 5 | YES
Z | MEDICAL EQUIPMENT AND RELATED ACCESSORIES, SOFTWARE AND CONSUMABLES | Z12021003 | LARYNGOSCOPES | 5 | YES
Z | MEDICAL EQUIPMENT AND RELATED ACCESSORIES, SOFTWARE AND CONSUMABLES | Z12021004 | VIDEO LARYNGOSCOPES | 5 | YES
Z | MEDICAL EQUIPMENT AND RELATED ACCESSORIES, SOFTWARE AND CONSUMABLES | Z12021005 | NASAL PHARYNGO/LARYNGOSCOPES | 5 | YES
Z | MEDICAL EQUIPMENT AND RELATED ACCESSORIES, SOFTWARE AND CONSUMABLES | Z12021006 | VIDEO NASOPHARYNGO/LARYNGOSCOPES | 5 | YES
Z | MEDICAL EQUIPMENT AND RELATED ACCESSORIES, SOFTWARE AND CONSUMABLES | Z12021007 | MIDDLE EAR OTOSCOPES | 5 | YES
Z | MEDICAL EQUIPMENT AND RELATED ACCESSORIES, SOFTWARE AND CONSUMABLES | Z12021008 | RHINOSCOPES | 5 | YES
Z | MEDICAL EQUIPMENT AND RELATED ACCESSORIES, SOFTWARE AND CONSUMABLES | Z12021009 | DIRECT OUTPATIENT VIDEO-OTOSCOPES | 5 | YES
Z | MEDICAL EQUIPMENT AND RELATED ACCESSORIES, SOFTWARE AND CONSUMABLES | Z12021010 | LARYNGOSTROBOSCOPES | 5 | YES
Z | MEDICAL EQUIPMENT AND RELATED ACCESSORIES, SOFTWARE AND CONSUMABLES | Z12021011 | MOTORISED RHINOSCOPY SURGERY INSTRUMENTS | 5 | NO
Z | MEDICAL EQUIPMENT AND RELATED ACCESSORIES, SOFTWARE AND CONSUMABLES | Z1202101101 | MOTORISED RHINOSCOPY SURGERY SYSTEMS | 6 | YES
Z | MEDICAL EQUIPMENT AND RELATED ACCESSORIES, SOFTWARE AND CONSUMABLES | Z1202101180 | MOTORISED RHINOSCOPY SURGERY INSTRUMENTS - HARDWARE ACCESSORIES | 6 | YES
Z | MEDICAL EQUIPMENT AND RELATED ACCESSORIES, SOFTWARE AND CONSUMABLES | Z1202101182 | MOTORISED RHINOSCOPY SURGERY INSTRUMENTS - SOFTWARE ACCESSORIES | 6 | YES
Z | MEDICAL EQUIPMENT AND RELATED ACCESSORIES, SOFTWARE AND CONSUMABLES | Z1202101185 | MOTORISED RHINOSCOPY SURGERY INSTRUMENTS - CONSUMABLES | 6 | YES
Z | MEDICAL EQUIPMENT AND RELATED ACCESSORIES, SOFTWARE AND CONSUMABLES | Z1202101192 | MOTORISED RHINOSCOPY SURGERY INSTRUMENTS - MEDICAL DEVICE SOFTWARE | 6 | YES
Z | MEDICAL EQUIPMENT AND RELATED ACCESSORIES, SOFTWARE AND CONSUMABLES | Z12021080 | ENT ENDOSCOPY INSTRUMENTS - HARDWARE ACCESSORIES | 5 | YES
Z | MEDICAL EQUIPMENT AND RELATED ACCESSORIES, SOFTWARE AND CONSUMABLES | Z12021082 | ENT ENDOSCOPY INSTRUMENTS - SOFTWARE ACCESSORIES | 5 | YES
Z | MEDICAL EQUIPMENT AND RELATED ACCESSORIES, SOFTWARE AND CONSUMABLES | Z12021085 | ENT ENDOSCOPY INSTRUMENTS - CONSUMABLES | 5 | YES
Z | MEDICAL EQUIPMENT AND RELATED ACCESSORIES, SOFTWARE AND CONSUMABLES | Z12021092 | ENT ENDOSCOPY INSTRUMENTS - MEDICAL DEVICE SOFTWARE | 5 | YES
Z | MEDICAL EQUIPMENT AND RELATED ACCESSORIES, SOFTWARE AND CONSUMABLES | Z12021099 | ENT ENDOSCOPY INSTRUMENTS - OTHER | 5 | YES
Z | MEDICAL EQUIPMENT AND RELATED ACCESSORIES, SOFTWARE AND CONSUMABLES | Z120211 | ORTHOPAEDIC ENDOSCOPY INSTRUMENTS | 4 | NO
Z | MEDICAL EQUIPMENT AND RELATED ACCESSORIES, SOFTWARE AND CONSUMABLES | Z12021101 | ARTHROSCOPES | 5 | YES
Z | MEDICAL EQUIPMENT AND RELATED ACCESSORIES, SOFTWARE AND CONSUMABLES | Z12021102 | MOTORISED ARTHROSCOPIC SURGERY INSTRUMENTS | 5 | NO
Z | MEDICAL EQUIPMENT AND RELATED ACCESSORIES, SOFTWARE AND CONSUMABLES | Z1202110201 | MOTORISED ARTHROSCOPIC SURGERY SYSTEMS | 6 | YES
Z | MEDICAL EQUIPMENT AND RELATED ACCESSORIES, SOFTWARE AND CONSUMABLES | Z1202110280 | MOTORISED ARTHROSCOPIC SURGERY INSTRUMENTS - HARDWARE ACCESSORIES | 6 | YES
Z | MEDICAL EQUIPMENT AND RELATED ACCESSORIES, SOFTWARE AND CONSUMABLES | Z1202110282 | MOTORISED ARTHROSCOPIC SURGERY INSTRUMENTS - SOFTWARE ACCESSORIES | 6 | YES
Z | MEDICAL EQUIPMENT AND RELATED ACCESSORIES, SOFTWARE AND CONSUMABLES | Z1202110285 | MOTORISED ARTHROSCOPIC SURGERY INSTRUMENTS - CONSUMABLES | 6 | YES
Z | MEDICAL EQUIPMENT AND RELATED ACCESSORIES, SOFTWARE AND CONSUMABLES | Z1202110292 | MOTORISED ARTHROSCOPIC SURGERY INSTRUMENTS - MEDICAL DEVICE SOFTWARE | 6 | YES
Z | MEDICAL EQUIPMENT AND RELATED ACCESSORIES, SOFTWARE AND CONSUMABLES | Z12021180 | ORTHOPAEDIC ENDOSCOPY INSTRUMENTS - HARDWARE ACCESSORIES | 5 | YES
Z | MEDICAL EQUIPMENT AND RELATED ACCESSORIES, SOFTWARE AND CONSUMABLES | Z12021182 | ORTHOPAEDIC ENDOSCOPY INSTRUMENTS - SOFTWARE ACCESSORIES | 5 | YES
Z | MEDICAL EQUIPMENT AND RELATED ACCESSORIES, SOFTWARE AND CONSUMABLES | Z12021185 | ORTHOPAEDIC ENDOSCOPY INSTRUMENTS - CONSUMABLES | 5 | YES
Z | MEDICAL EQUIPMENT AND RELATED ACCESSORIES, SOFTWARE AND CONSUMABLES | Z12021192 | ORTHOPAEDIC ENDOSCOPY INSTRUMENTS - MEDICAL DEVICE SOFTWARE | 5 | YES
Z | MEDICAL EQUIPMENT AND RELATED ACCESSORIES, SOFTWARE AND CONSUMABLES | Z12021199 | ORTHOPAEDIC ENDOSCOPY INSTRUMENTS - OTHER | 5 | YES
Z | MEDICAL EQUIPMENT AND RELATED ACCESSORIES, SOFTWARE AND CONSUMABLES | Z120212 | ENDOSCOPIC CAPSULES INSTRUMENTS | 4 | NO
Z | MEDICAL EQUIPMENT AND RELATED ACCESSORIES, SOFTWARE AND CONSUMABLES | Z12021201 | ENDOSCOPIC CAPSULES | 5 | YES
Z | MEDICAL EQUIPMENT AND RELATED ACCESSORIES, SOFTWARE AND CONSUMABLES | Z12021202 | ENDOSCOPIC CAPSULE SIGNAL RECEIVERS | 5 | YES
Z | MEDICAL EQUIPMENT AND RELATED ACCESSORIES, SOFTWARE AND CONSUMABLES | Z12021280 | ENDOSCOPIC CAPSULE SIGNAL RECEIVERS - HARDWARE ACCESSORIES | 5 | YES
Z | MEDICAL EQUIPMENT AND RELATED ACCESSORIES, SOFTWARE AND CONSUMABLES | Z12021282 | ENDOSCOPIC CAPSULE SIGNAL RECEIVERS - SOFTWARE ACCESSORIES | 5 | YES
Z | MEDICAL EQUIPMENT AND RELATED ACCESSORIES, SOFTWARE AND CONSUMABLES | Z12021285 | ENDOSCOPIC CAPSULE SIGNAL RECEIVERS - CONSUMABLES | 5 | YES
Z | MEDICAL EQUIPMENT AND RELATED ACCESSORIES, SOFTWARE AND CONSUMABLES | Z12021292 | ENDOSCOPIC CAPSULE SIGNAL RECEIVERS - MEDICAL DEVICE SOFTWARE | 5 | YES
Z | MEDICAL EQUIPMENT AND RELATED ACCESSORIES, SOFTWARE AND CONSUMABLES | Z120290 | VARIOUS INSTRUMENTS FOR ENDOSCOPY AND MINI-INVASIVE SURGERY | 4 | NO
Z | MEDICAL EQUIPMENT AND RELATED ACCESSORIES, SOFTWARE AND CONSUMABLES | Z12029001 | AMNIOSCOPES | 5 | YES
Z | MEDICAL EQUIPMENT AND RELATED ACCESSORIES, SOFTWARE AND CONSUMABLES | Z12029002 | ANGIOSCOPES | 5 | YES
Z | MEDICAL EQUIPMENT AND RELATED ACCESSORIES, SOFTWARE AND CONSUMABLES | Z12029003 | ENDOSCOPE TRANSPORT CARTS | 5 | YES
Z | MEDICAL EQUIPMENT AND RELATED ACCESSORIES, SOFTWARE AND CONSUMABLES | Z12029004 | LACRIMAL DUCT ENDOSCOPES | 5 | YES
Z | MEDICAL EQUIPMENT AND RELATED ACCESSORIES, SOFTWARE AND CONSUMABLES | Z12029005 | MAMMARY DUCT ENDOSCOPES | 5 | YES
Z | MEDICAL EQUIPMENT AND RELATED ACCESSORIES, SOFTWARE AND CONSUMABLES | Z12029006 | FIBROSCOPES FOR INTUBATION | 5 | YES
Z | MEDICAL EQUIPMENT AND RELATED ACCESSORIES, SOFTWARE AND CONSUMABLES | Z12029007 | INFRA–RED SURGICAL ILLUMINATORS | 5 | YES
Z | MEDICAL EQUIPMENT AND RELATED ACCESSORIES, SOFTWARE AND CONSUMABLES | Z12029008 | GAS INFLATORS | 5 | YES
Z | MEDICAL EQUIPMENT AND RELATED ACCESSORIES, SOFTWARE AND CONSUMABLES | Z12029009 | LAPAROSCOPES | 5 | YES
Z | MEDICAL EQUIPMENT AND RELATED ACCESSORIES, SOFTWARE AND CONSUMABLES | Z12029011 | OPTICAL HEATERS | 5 | YES
Z | MEDICAL EQUIPMENT AND RELATED ACCESSORIES, SOFTWARE AND CONSUMABLES | Z12029012 | ENDOSCOPIC PHLEBOTOMY SYSTEMS WITH TRANSILLUMINATION | 5 | YES
Z | MEDICAL EQUIPMENT AND RELATED ACCESSORIES, SOFTWARE AND CONSUMABLES | Z12029014 | GAS PRE–HEATING UNITS | 5 | YES
Z | MEDICAL EQUIPMENT AND RELATED ACCESSORIES, SOFTWARE AND CONSUMABLES | Z12029015 | LENS CLEANING UNITS | 5 | YES
Z | MEDICAL EQUIPMENT AND RELATED ACCESSORIES, SOFTWARE AND CONSUMABLES | Z12029016 | VIDEO LAPAROSCOPES | 5 | YES
Z | MEDICAL EQUIPMENT AND RELATED ACCESSORIES, SOFTWARE AND CONSUMABLES | Z12029017 | THORACOSCOPES | 5 | YES
Z | MEDICAL EQUIPMENT AND RELATED ACCESSORIES, SOFTWARE AND CONSUMABLES | Z12029080 | VARIOUS INSTRUMENTS FOR ENDOSCOPY AND MINI-INVASIVE SURGERY - HARDWARE ACCESSORIES | 5 | YES
Z | MEDICAL EQUIPMENT AND RELATED ACCESSORIES, SOFTWARE AND CONSUMABLES | Z12029082 | VARIOUS INSTRUMENTS FOR ENDOSCOPY AND MINI-INVASIVE SURGERY - SOFTWARE ACCESSORIES | 5 | YES
Z | MEDICAL EQUIPMENT AND RELATED ACCESSORIES, SOFTWARE AND CONSUMABLES | Z12029085 | VARIOUS INSTRUMENTS FOR ENDOSCOPY AND MINI-INVASIVE SURGERY - CONSUMABLES | 5 | YES
Z | MEDICAL EQUIPMENT AND RELATED ACCESSORIES, SOFTWARE AND CONSUMABLES | Z12029092 | VARIOUS INSTRUMENTS FOR ENDOSCOPY AND MINI-INVASIVE SURGERY - MEDICAL DEVICE SOFTWARE | 5 | YES
Z | MEDICAL EQUIPMENT AND RELATED ACCESSORIES, SOFTWARE AND CONSUMABLES | Z12029099 | VARIOUS INSTRUMENTS FOR ENDOSCOPY AND MINI–INVASIVE SURGERY – OTHER | 5 | YES
Z | MEDICAL EQUIPMENT AND RELATED ACCESSORIES, SOFTWARE AND CONSUMABLES | Z1203 | INSTRUMENTS TO SUPPORT AND MONITOR VITAL SIGNS | 3 | NO
Z | MEDICAL EQUIPMENT AND RELATED ACCESSORIES, SOFTWARE AND CONSUMABLES | Z120301 | ANAESTHESIA AND PULMONARY VENTILATION SUPPORT INSTRUMENTS | 4 | NO
Z | MEDICAL EQUIPMENT AND RELATED ACCESSORIES, SOFTWARE AND CONSUMABLES | Z12030101 | ANAESTHESIA SYSTEMS | 5 | NO
Z | MEDICAL EQUIPMENT AND RELATED ACCESSORIES, SOFTWARE AND CONSUMABLES | Z1203010101 | ANAESTHESIA DEVICES | 6 | YES
Z | MEDICAL EQUIPMENT AND RELATED ACCESSORIES, SOFTWARE AND CONSUMABLES | Z1203010180 | ANAESTHESIA SYSTEMS - HARDWARE ACCESSORIES | 6 | YES
Z | MEDICAL EQUIPMENT AND RELATED ACCESSORIES, SOFTWARE AND CONSUMABLES | Z1203010182 | ANAESTHESIA SYSTEMS - SOFTWARE ACCESSORIES | 6 | YES
Z | MEDICAL EQUIPMENT AND RELATED ACCESSORIES, SOFTWARE AND CONSUMABLES | Z1203010185 | ANAESTHESIA SYSTEMS - CONSUMABLES | 6 | YES
Z | MEDICAL EQUIPMENT AND RELATED ACCESSORIES, SOFTWARE AND CONSUMABLES | Z1203010192 | ANAESTHESIA SYSTEMS - MEDICAL DEVICE SOFTWARE | 6 | YES
Z | MEDICAL EQUIPMENT AND RELATED ACCESSORIES, SOFTWARE AND CONSUMABLES | Z1203010199 | ANAESTHESIA SYSTEMS - OTHER | 6 | YES
Z | MEDICAL EQUIPMENT AND RELATED ACCESSORIES, SOFTWARE AND CONSUMABLES | Z12030102 | CONTINUOUS POSITIVE PRESSURE EQUIPMENT | 5 | YES
Z | MEDICAL EQUIPMENT AND RELATED ACCESSORIES, SOFTWARE AND CONSUMABLES | Z12030103 | PULMONARY VENTILATORS FOR NON–HOSPITAL USE | 5 | YES
Z | MEDICAL EQUIPMENT AND RELATED ACCESSORIES, SOFTWARE AND CONSUMABLES | Z12030104 | PORTABLE PULMONARY VENTILATORS | 5 | YES
Z | MEDICAL EQUIPMENT AND RELATED ACCESSORIES, SOFTWARE AND CONSUMABLES | Z12030105 | PULMONARY VENTILATORS FOR HOSPITAL USE | 5 | NO
Z | MEDICAL EQUIPMENT AND RELATED ACCESSORIES, SOFTWARE AND CONSUMABLES | Z1203010501 | HIGH–FREQUENCY PULMONARY VENTILATORS | 6 | YES
Z | MEDICAL EQUIPMENT AND RELATED ACCESSORIES, SOFTWARE AND CONSUMABLES | Z1203010502 | ADULT PULMONARY VENTILATORS | 6 | YES
Z | MEDICAL EQUIPMENT AND RELATED ACCESSORIES, SOFTWARE AND CONSUMABLES | Z1203010503 | NEONATAL/PAEDIATRIC PULMONARY VENTILATORS | 6 | YES
Z | MEDICAL EQUIPMENT AND RELATED ACCESSORIES, SOFTWARE AND CONSUMABLES | Z1203010504 | ADULT AND PAEDIATRIC/NEONATAL PULMONARY VENTILATORS | 6 | YES
Z | MEDICAL EQUIPMENT AND RELATED ACCESSORIES, SOFTWARE AND CONSUMABLES | Z1203010580 | PULMONARY VENTILATORS FOR HOSPITAL USE - HARDWARE ACCESSORIES | 6 | YES
Z | MEDICAL EQUIPMENT AND RELATED ACCESSORIES, SOFTWARE AND CONSUMABLES | Z1203010582 | PULMONARY VENTILATORS FOR HOSPITAL USE - SOFTWARE ACCESSORIES | 6 | YES
Z | MEDICAL EQUIPMENT AND RELATED ACCESSORIES, SOFTWARE AND CONSUMABLES | Z1203010585 | PULMONARY VENTILATORS FOR HOSPITAL USE - CONSUMABLES | 6 | YES
Z | MEDICAL EQUIPMENT AND RELATED ACCESSORIES, SOFTWARE AND CONSUMABLES | Z1203010592 | PULMONARY VENTILATORS FOR HOSPITAL USE - MEDICAL DEVICE SOFTWARE | 6 | YES
Z | MEDICAL EQUIPMENT AND RELATED ACCESSORIES, SOFTWARE AND CONSUMABLES | Z1203010599 | PULMONARY VENTILATORS FOR HOSPITAL USE - OTHER | 6 | YES
Z | MEDICAL EQUIPMENT AND RELATED ACCESSORIES, SOFTWARE AND CONSUMABLES | Z12030190 | VARIOUS INSTRUMENTS FOR ANAESTHESIA AND PULMONARY VENTILATION SUPPORT | 5 | NO
Z | MEDICAL EQUIPMENT AND RELATED ACCESSORIES, SOFTWARE AND CONSUMABLES | Z1203019001 | NEUROMUSCULAR RELAXATION MONITORING EQUIPMENT | 6 | YES
Z | MEDICAL EQUIPMENT AND RELATED ACCESSORIES, SOFTWARE AND CONSUMABLES | Z1203019002 | NITRIC OXIDE DISPENSERS | 6 | YES
Z | MEDICAL EQUIPMENT AND RELATED ACCESSORIES, SOFTWARE AND CONSUMABLES | Z1203019003 | VENTILATION MONITORS | 6 | YES
Z | MEDICAL EQUIPMENT AND RELATED ACCESSORIES, SOFTWARE AND CONSUMABLES | Z1203019004 | IRON LUNGS | 6 | YES
Z | MEDICAL EQUIPMENT AND RELATED ACCESSORIES, SOFTWARE AND CONSUMABLES | Z1203019005 | OXYGEN THERAPY TENTS | 6 | YES
Z | MEDICAL EQUIPMENT AND RELATED ACCESSORIES, SOFTWARE AND CONSUMABLES | Z1203019080 | VARIOUS INSTRUMENTS FOR ANAESTHESIA AND PULMONARY VENTILATION SUPPORT - HARDWARE ACCESSORIES | 6 | YES
Z | MEDICAL EQUIPMENT AND RELATED ACCESSORIES, SOFTWARE AND CONSUMABLES | Z1203019082 | VARIOUS INSTRUMENTS FOR ANAESTHESIA AND PULMONARY VENTILATION SUPPORT - SOFTWARE ACCESSORIES | 6 | YES
Z | MEDICAL EQUIPMENT AND RELATED ACCESSORIES, SOFTWARE AND CONSUMABLES | Z1203019085 | VARIOUS INSTRUMENTS FOR ANAESTHESIA AND PULMONARY VENTILATION SUPPORT - CONSUMABLES | 6 | YES
Z | MEDICAL EQUIPMENT AND RELATED ACCESSORIES, SOFTWARE AND CONSUMABLES | Z1203019092 | VARIOUS INSTRUMENTS FOR ANAESTHESIA AND PULMONARY VENTILATION SUPPORT - MEDICAL DEVICE SOFTWARE | 6 | YES
Z | MEDICAL EQUIPMENT AND RELATED ACCESSORIES, SOFTWARE AND CONSUMABLES | Z1203019099 | VARIOUS INSTRUMENTS FOR ANAESTHESIA AND PULMONARY VENTILATION SUPPORT – OTHER | 6 | YES
Z | MEDICAL EQUIPMENT AND RELATED ACCESSORIES, SOFTWARE AND CONSUMABLES | Z120302 | VITAL SIGNS MONITORING INSTRUMENTS | 4 | NO
Z | MEDICAL EQUIPMENT AND RELATED ACCESSORIES, SOFTWARE AND CONSUMABLES | Z12030201 | CENTRAL INFORMATION COMPUTING SYSTEMS | 5 | YES
Z | MEDICAL EQUIPMENT AND RELATED ACCESSORIES, SOFTWARE AND CONSUMABLES | Z12030202 | MULTI–PARAMETER PATIENT MONITORS | 5 | NO
Z | MEDICAL EQUIPMENT AND RELATED ACCESSORIES, SOFTWARE AND CONSUMABLES | Z1203020201 | MULTI–PARAMETER PATIENT BEDSIDE MONITORS | 6 | YES
Z | MEDICAL EQUIPMENT AND RELATED ACCESSORIES, SOFTWARE AND CONSUMABLES | Z1203020202 | TRANSPORTABLE/PORTABLE MULTI–PARAMETER PATIENT MONITORS | 6 | YES
Z | MEDICAL EQUIPMENT AND RELATED ACCESSORIES, SOFTWARE AND CONSUMABLES | Z1203020280 | MULTI-PARAMETER MONITORS - HARDWARE ACCESSORIES | 6 | YES
Z | MEDICAL EQUIPMENT AND RELATED ACCESSORIES, SOFTWARE AND CONSUMABLES | Z1203020282 | MULTI-PARAMETER MONITORS - SOFTWARE ACCESSORIES | 6 | YES
Z | MEDICAL EQUIPMENT AND RELATED ACCESSORIES, SOFTWARE AND CONSUMABLES | Z1203020285 | MULTI-PARAMETER MONITORS - CONSUMABLES | 6 | YES
Z | MEDICAL EQUIPMENT AND RELATED ACCESSORIES, SOFTWARE AND CONSUMABLES | Z1203020292 | MULTI-PARAMETER MONITORS - MEDICAL DEVICE SOFTWARE | 6 | YES
Z | MEDICAL EQUIPMENT AND RELATED ACCESSORIES, SOFTWARE AND CONSUMABLES | Z1203020299 | MULTI–PARAMETER MONITORS - OTHER | 6 | YES
Z | MEDICAL EQUIPMENT AND RELATED ACCESSORIES, SOFTWARE AND CONSUMABLES | Z12030203 | BLOOD PRESSURE MONITORING INSTRUMENTS | 5 | NO
Z | MEDICAL EQUIPMENT AND RELATED ACCESSORIES, SOFTWARE AND CONSUMABLES | Z1203020301 | INVASIVE BLOOD PRESSURE MONITORING INSTRUMENTS | 6 | YES
Z | MEDICAL EQUIPMENT AND RELATED ACCESSORIES, SOFTWARE AND CONSUMABLES | Z1203020302 | NON–INVASIVE BLOOD PRESSURE MONITORING INSTRUMENTS | 6 | YES
Z | MEDICAL EQUIPMENT AND RELATED ACCESSORIES, SOFTWARE AND CONSUMABLES | Z12030204 | GASEOUS EXCHANGE MONITORING INSTRUMENTS | 5 | NO
Z | MEDICAL EQUIPMENT AND RELATED ACCESSORIES, SOFTWARE AND CONSUMABLES | Z1203020401 | CARBON DIOXIDE ANALYSERS | 6 | YES
Z | MEDICAL EQUIPMENT AND RELATED ACCESSORIES, SOFTWARE AND CONSUMABLES | Z1203020402 | CARBON MONOXIDE ANALYSERS | 6 | YES
Z | MEDICAL EQUIPMENT AND RELATED ACCESSORIES, SOFTWARE AND CONSUMABLES | Z1203020403 | OXYGEN ANALYSERS | 6 | YES
Z | MEDICAL EQUIPMENT AND RELATED ACCESSORIES, SOFTWARE AND CONSUMABLES | Z1203020404 | METABOLISM EQUIPMENT | 6 | YES
Z | MEDICAL EQUIPMENT AND RELATED ACCESSORIES, SOFTWARE AND CONSUMABLES | Z1203020405 | TRANSCUTANEOUS PO2/PCO2 MONITORS | 6 | YES
Z | MEDICAL EQUIPMENT AND RELATED ACCESSORIES, SOFTWARE AND CONSUMABLES | Z1203020406 | CEREBRAL OXIMETERS | 6 | YES
Z | MEDICAL EQUIPMENT AND RELATED ACCESSORIES, SOFTWARE AND CONSUMABLES | Z1203020407 | SUBCUTANEOUS OXIMETERS | 6 | YES
Z | MEDICAL EQUIPMENT AND RELATED ACCESSORIES, SOFTWARE AND CONSUMABLES | Z1203020408 | PULSE OXIMETERS | 6 | YES
Z | MEDICAL EQUIPMENT AND RELATED ACCESSORIES, SOFTWARE AND CONSUMABLES | Z1203020480 | GASEOUS EXCHANGE MONITORING INSTRUMENTS - HARDWARE ACCESSORIES | 6 | YES
Z | MEDICAL EQUIPMENT AND RELATED ACCESSORIES, SOFTWARE AND CONSUMABLES | Z1203020482 | GASEOUS EXCHANGE MONITORING INSTRUMENTS - SOFTWARE ACCESSORIES | 6 | YES
Z | MEDICAL EQUIPMENT AND RELATED ACCESSORIES, SOFTWARE AND CONSUMABLES | Z1203020485 | GASEOUS EXCHANGE MONITORING INSTRUMENTS - CONSUMABLES | 6 | YES
Z | MEDICAL EQUIPMENT AND RELATED ACCESSORIES, SOFTWARE AND CONSUMABLES | Z1203020492 | GASEOUS EXCHANGE MONITORING INSTRUMENTS - MEDICAL DEVICE SOFTWARE | 6 | YES
Z | MEDICAL EQUIPMENT AND RELATED ACCESSORIES, SOFTWARE AND CONSUMABLES | Z1203020499 | GASEOUS EXCHANGE MONITORING INSTRUMENTS – OTHER | 6 | YES
Z | MEDICAL EQUIPMENT AND RELATED ACCESSORIES, SOFTWARE AND CONSUMABLES | Z12030205 | NON–INVASIVE BLOOD PRESSURE GAUGES | 5 | NO
Z | MEDICAL EQUIPMENT AND RELATED ACCESSORIES, SOFTWARE AND CONSUMABLES | Z1203020501 | NON–INVASIVE OSCILLOMETRIC BLOOD PRESSURE GAUGES | 6 | YES
Z | MEDICAL EQUIPMENT AND RELATED ACCESSORIES, SOFTWARE AND CONSUMABLES | Z1203020599 | NON-INVASIVE BLOOD PRESSURE GAUGES - OTHER | 6 | YES
Z | MEDICAL EQUIPMENT AND RELATED ACCESSORIES, SOFTWARE AND CONSUMABLES | Z12030206 | VITAL SIGNS TELEMETRY INSTRUMENTS (ECG, NIPB, EtCO2, SpO2, RESPIRATION,...) | 5 | NO
Z | MEDICAL EQUIPMENT AND RELATED ACCESSORIES, SOFTWARE AND CONSUMABLES | Z1203020601 | COMPLETE VITAL SIGNS TELEMETRY SYSTEMS | 6 | YES
Z | MEDICAL EQUIPMENT AND RELATED ACCESSORIES, SOFTWARE AND CONSUMABLES | Z1203020602 | VITAL SIGNS TELEMETRY RECEIVERS | 6 | YES
Z | MEDICAL EQUIPMENT AND RELATED ACCESSORIES, SOFTWARE AND CONSUMABLES | Z1203020603 | VITAL SIGNS TELEMETRY TRANSMITTER | 6 | YES
Z | MEDICAL EQUIPMENT AND RELATED ACCESSORIES, SOFTWARE AND CONSUMABLES | Z1203020680 | VITAL SIGNS TELEMETRY INSTRUMENTS - HARDWARE ACCESSORIES | 6 | YES
Z | MEDICAL EQUIPMENT AND RELATED ACCESSORIES, SOFTWARE AND CONSUMABLES | Z1203020682 | VITAL SIGNS TELEMETRY INSTRUMENTS - SOFTWARE ACCESSORIES | 6 | YES
Z | MEDICAL EQUIPMENT AND RELATED ACCESSORIES, SOFTWARE AND CONSUMABLES | Z1203020685 | VITAL SIGNS TELEMETRY INSTRUMENTS - CONSUMABLES | 6 | YES
Z | MEDICAL EQUIPMENT AND RELATED ACCESSORIES, SOFTWARE AND CONSUMABLES | Z1203020692 | VITAL SIGNS TELEMETRY INSTRUMENTS - MEDICAL DEVICE SOFTWARE | 6 | YES
Z | MEDICAL EQUIPMENT AND RELATED ACCESSORIES, SOFTWARE AND CONSUMABLES | Z12030280 | VITAL SIGNS MONITORING INSTRUMENTS - HARDWARE ACCESSORIES | 5 | YES
Z | MEDICAL EQUIPMENT AND RELATED ACCESSORIES, SOFTWARE AND CONSUMABLES | Z12030282 | VITAL SIGNS MONITORING INSTRUMENTS - SOFTWARE ACCESSORIES | 5 | YES
Z | MEDICAL EQUIPMENT AND RELATED ACCESSORIES, SOFTWARE AND CONSUMABLES | Z12030285 | VITAL SIGNS MONITORING INSTRUMENTS - CONSUMABLES | 5 | YES
Z | MEDICAL EQUIPMENT AND RELATED ACCESSORIES, SOFTWARE AND CONSUMABLES | Z12030292 | VITAL SIGNS MONITORING INSTRUMENTS - MEDICAL DEVICE SOFTWARE | 5 | YES
Z | MEDICAL EQUIPMENT AND RELATED ACCESSORIES, SOFTWARE AND CONSUMABLES | Z12030299 | VITAL SIGNS MONITORING INSTRUMENTS - OTHER | 5 | YES
Z | MEDICAL EQUIPMENT AND RELATED ACCESSORIES, SOFTWARE AND CONSUMABLES | Z120303 | INFUSION INSTRUMENTS | 4 | NO
Z | MEDICAL EQUIPMENT AND RELATED ACCESSORIES, SOFTWARE AND CONSUMABLES | Z12030301 | INFUSION PUMPS | 5 | YES
Z | MEDICAL EQUIPMENT AND RELATED ACCESSORIES, SOFTWARE AND CONSUMABLES | Z12030302 | SYRINGE PUMPS | 5 | YES
Z | MEDICAL EQUIPMENT AND RELATED ACCESSORIES, SOFTWARE AND CONSUMABLES | Z12030303 | ENTERAL FEEDING PUMPS | 5 | YES
Z | MEDICAL EQUIPMENT AND RELATED ACCESSORIES, SOFTWARE AND CONSUMABLES | Z12030304 | INFUSION REGULATORS | 5 | YES
Z | MEDICAL EQUIPMENT AND RELATED ACCESSORIES, SOFTWARE AND CONSUMABLES | Z12030305 | INFUSION HEATERS | 5 | YES
Z | MEDICAL EQUIPMENT AND RELATED ACCESSORIES, SOFTWARE AND CONSUMABLES | Z12030306 | INFUSION AND SYRINGE PUMP CONTROL SYSTEMS | 5 | YES
Z | MEDICAL EQUIPMENT AND RELATED ACCESSORIES, SOFTWARE AND CONSUMABLES | Z12030380 | INFUSION INSTRUMENTS - HARDWARE ACCESSORIES | 5 | YES
Z | MEDICAL EQUIPMENT AND RELATED ACCESSORIES, SOFTWARE AND CONSUMABLES | Z12030382 | INFUSION INSTRUMENTS - SOFTWARE ACCESSORIES | 5 | YES
Z | MEDICAL EQUIPMENT AND RELATED ACCESSORIES, SOFTWARE AND CONSUMABLES | Z12030385 | INFUSION INSTRUMENTS - CONSUMABLES | 5 | YES
Z | MEDICAL EQUIPMENT AND RELATED ACCESSORIES, SOFTWARE AND CONSUMABLES | Z12030392 | INFUSION INSTRUMENTS - MEDICAL DEVICE SOFTWARE | 5 | YES
Z | MEDICAL EQUIPMENT AND RELATED ACCESSORIES, SOFTWARE AND CONSUMABLES | Z12030399 | INFUSION INSTRUMENTS - OTHER | 5 | YES
Z | MEDICAL EQUIPMENT AND RELATED ACCESSORIES, SOFTWARE AND CONSUMABLES | Z120304 | CARDIAC COMPRESSORS | 4 | YES
Z | MEDICAL EQUIPMENT AND RELATED ACCESSORIES, SOFTWARE AND CONSUMABLES | Z120305 | DEFIBRILLATORS | 4 | NO
Z | MEDICAL EQUIPMENT AND RELATED ACCESSORIES, SOFTWARE AND CONSUMABLES | Z12030501 | SEMI-AUTOMATIC DEFIBRILLATORS | 5 | YES
Z | MEDICAL EQUIPMENT AND RELATED ACCESSORIES, SOFTWARE AND CONSUMABLES | Z12030502 | MANUAL DEFIBRILLATORS | 5 | YES
Z | MEDICAL EQUIPMENT AND RELATED ACCESSORIES, SOFTWARE AND CONSUMABLES | Z12030503 | AUTOMATIC DEFIBRILLATORS | 5 | YES
Z | MEDICAL EQUIPMENT AND RELATED ACCESSORIES, SOFTWARE AND CONSUMABLES | Z12030580 | DEFIBRILLATORS - HARDWARE ACCESSORIES | 5 | YES
Z | MEDICAL EQUIPMENT AND RELATED ACCESSORIES, SOFTWARE AND CONSUMABLES | Z12030582 | DEFIBRILLATORS - SOFTWARE ACCESSORIES | 5 | YES
Z | MEDICAL EQUIPMENT AND RELATED ACCESSORIES, SOFTWARE AND CONSUMABLES | Z12030585 | DEFIBRILLATORS - CONSUMABLES | 5 | YES
Z | MEDICAL EQUIPMENT AND RELATED ACCESSORIES, SOFTWARE AND CONSUMABLES | Z12030592 | DEFIBRILLATORS - MEDICAL DEVICE SOFTWARE | 5 | YES
Z | MEDICAL EQUIPMENT AND RELATED ACCESSORIES, SOFTWARE AND CONSUMABLES | Z12030599 | DEFIBRILLATORS - OTHER | 5 | YES
Z | MEDICAL EQUIPMENT AND RELATED ACCESSORIES, SOFTWARE AND CONSUMABLES | Z120308 | HYPERBARIC CHAMBERS | 4 | YES
Z | MEDICAL EQUIPMENT AND RELATED ACCESSORIES, SOFTWARE AND CONSUMABLES | Z120309 | MEDICAL/MEDICINAL GAS PIPELINE SYSTEMS AND RELATED ACCESSORIES | 4 | YES
Z | MEDICAL EQUIPMENT AND RELATED ACCESSORIES, SOFTWARE AND CONSUMABLES | Z120390 | VARIOUS INSTRUMENTS TO SUPPORT AND MONITOR VITAL SIGNS | 4 | NO
Z | MEDICAL EQUIPMENT AND RELATED ACCESSORIES, SOFTWARE AND CONSUMABLES | Z12039001 | INTRACRANIAL PRESSURE MEASURING SYSTEMS | 5 | YES
Z | MEDICAL EQUIPMENT AND RELATED ACCESSORIES, SOFTWARE AND CONSUMABLES | Z12039002 | INTRA COMPARTMENTAL PRESSURE MONITOR SYSTEMS | 5 | YES
Z | MEDICAL EQUIPMENT AND RELATED ACCESSORIES, SOFTWARE AND CONSUMABLES | Z12039080 | VARIOUS INSTRUMENTS TO SUPPORT AND MONITOR VITAL SIGNS - HARDWARE ACCESSORIES | 5 | YES
Z | MEDICAL EQUIPMENT AND RELATED ACCESSORIES, SOFTWARE AND CONSUMABLES | Z12039082 | VARIOUS INSTRUMENTS TO SUPPORT AND MONITOR VITAL SIGNS - SOFTWARE ACCESSORIES | 5 | YES
Z | MEDICAL EQUIPMENT AND RELATED ACCESSORIES, SOFTWARE AND CONSUMABLES | Z12039085 | VARIOUS INSTRUMENTS TO SUPPORT AND MONITOR VITAL SIGNS - CONSUMABLES | 5 | YES
Z | MEDICAL EQUIPMENT AND RELATED ACCESSORIES, SOFTWARE AND CONSUMABLES | Z12039092 | VARIOUS INSTRUMENTS TO SUPPORT AND MONITOR VITAL SIGNS - MEDICAL DEVICE SOFTWARE | 5 | YES
Z | MEDICAL EQUIPMENT AND RELATED ACCESSORIES, SOFTWARE AND CONSUMABLES | Z12039099 | VARIOUS INSTRUMENTS TO SUPPORT AND MONITOR VITAL SIGNS – OTHER | 5 | YES
Z | MEDICAL EQUIPMENT AND RELATED ACCESSORIES, SOFTWARE AND CONSUMABLES | Z1204 | GENERAL MEDICINE INSTRUMENTS | 3 | NO
Z | MEDICAL EQUIPMENT AND RELATED ACCESSORIES, SOFTWARE AND CONSUMABLES | Z120401 | GENERAL MEDICINE DIAGNOSIS AND MONITORING INSTRUMENTS | 4 | NO
Z | MEDICAL EQUIPMENT AND RELATED ACCESSORIES, SOFTWARE AND CONSUMABLES | Z12040101 | ALGESIMETERS | 5 | YES
Z | MEDICAL EQUIPMENT AND RELATED ACCESSORIES, SOFTWARE AND CONSUMABLES | Z12040102 | EQUIPMENT FOR ANALYSIS OF THE PHYSIOLOGICAL PARAMETERS OF THE SKIN | 5 | YES
Z | MEDICAL EQUIPMENT AND RELATED ACCESSORIES, SOFTWARE AND CONSUMABLES | Z12040103 | HEPATIC FUNCTIONALITY EQUIPMENT | 5 | YES
Z | MEDICAL EQUIPMENT AND RELATED ACCESSORIES, SOFTWARE AND CONSUMABLES | Z12040104 | EQUIPMENT FOR DIAGNOSIS OF THE BIOELECTRIC FUNCTIONAL STATE | 5 | YES
Z | MEDICAL EQUIPMENT AND RELATED ACCESSORIES, SOFTWARE AND CONSUMABLES | Z12040105 | PERCEPTION THRESHOLD EQUIPMENT | 5 | YES
Z | MEDICAL EQUIPMENT AND RELATED ACCESSORIES, SOFTWARE AND CONSUMABLES | Z12040106 | ELECTROCELLULAR TOMOGRAPHY EQUIPMENT | 5 | YES
Z | MEDICAL EQUIPMENT AND RELATED ACCESSORIES, SOFTWARE AND CONSUMABLES | Z12040107 | CAPILLARISCOPES | 5 | YES
Z | MEDICAL EQUIPMENT AND RELATED ACCESSORIES, SOFTWARE AND CONSUMABLES | Z12040108 | DERMATOSCOPES | 5 | YES
Z | MEDICAL EQUIPMENT AND RELATED ACCESSORIES, SOFTWARE AND CONSUMABLES | Z12040109 | DERMOHYGROMETERS | 5 | YES
Z | MEDICAL EQUIPMENT AND RELATED ACCESSORIES, SOFTWARE AND CONSUMABLES | Z12040110 | ELECTROGUSTOMETERS | 5 | YES
Z | MEDICAL EQUIPMENT AND RELATED ACCESSORIES, SOFTWARE AND CONSUMABLES | Z12040111 | BLOOD FLOW METERS | 5 | YES
Z | MEDICAL EQUIPMENT AND RELATED ACCESSORIES, SOFTWARE AND CONSUMABLES | Z12040112 | ONCOLOGY TISSUE INTERFEROMETERS | 5 | YES
Z | MEDICAL EQUIPMENT AND RELATED ACCESSORIES, SOFTWARE AND CONSUMABLES | Z12040113 | REGIONAL PLETHYSMOGRAPHS | 5 | YES
Z | MEDICAL EQUIPMENT AND RELATED ACCESSORIES, SOFTWARE AND CONSUMABLES | Z12040114 | SYSTEMS FOR THE STUDY OF AUTONOMIC NEUROPATHIES | 5 | YES
Z | MEDICAL EQUIPMENT AND RELATED ACCESSORIES, SOFTWARE AND CONSUMABLES | Z12040115 | BLOOD SUGAR MONITORING SYSTEMS | 5 | NO
Z | MEDICAL EQUIPMENT AND RELATED ACCESSORIES, SOFTWARE AND CONSUMABLES | Z1204011501 | NON INVASIVE BLOOD SUGAR MONITORING SYSTEMS | 6 | YES
Z | MEDICAL EQUIPMENT AND RELATED ACCESSORIES, SOFTWARE AND CONSUMABLES | Z1204011502 | INVASIVE BLOOD SUGAR MONITORING SYSTEMS | 6 | YES
Z | MEDICAL EQUIPMENT AND RELATED ACCESSORIES, SOFTWARE AND CONSUMABLES | Z1204011585 | INVASIVE BLOOD SUGAR MONITORING SYSTEMS, SINGLE–USE SENSORS | 6 | YES
Z | MEDICAL EQUIPMENT AND RELATED ACCESSORIES, SOFTWARE AND CONSUMABLES | Z1204011599 | BLOOD SUGAR MONITORING SYSTEMS - OTHER | 6 | YES
Z | MEDICAL EQUIPMENT AND RELATED ACCESSORIES, SOFTWARE AND CONSUMABLES | Z12040116 | SPECTROPHOTOMETERS FOR EARLY DETECTION OF MELANOMA | 5 | YES
Z | MEDICAL EQUIPMENT AND RELATED ACCESSORIES, SOFTWARE AND CONSUMABLES | Z12040117 | METABOLIC AND PHYSICAL ACTIVITY HOLTER SYSTEMS | 5 | YES
Z | MEDICAL EQUIPMENT AND RELATED ACCESSORIES, SOFTWARE AND CONSUMABLES | Z12040118 | VIDEO DERMATOSCOPES | 5 | YES
Z | MEDICAL EQUIPMENT AND RELATED ACCESSORIES, SOFTWARE AND CONSUMABLES | Z12040180 | GENERAL MEDICINE DIAGNOSIS AND MONITORING INSTRUMENTS - HARDWARE ACCESSORIES | 5 | YES
Z | MEDICAL EQUIPMENT AND RELATED ACCESSORIES, SOFTWARE AND CONSUMABLES | Z12040182 | GENERAL MEDICINE DIAGNOSIS AND MONITORING INSTRUMENTS - SOFTWARE ACCESSORIES | 5 | YES
Z | MEDICAL EQUIPMENT AND RELATED ACCESSORIES, SOFTWARE AND CONSUMABLES | Z12040185 | GENERAL MEDICINE DIAGNOSIS AND MONITORING INSTRUMENTS - CONSUMABLES | 5 | YES
Z | MEDICAL EQUIPMENT AND RELATED ACCESSORIES, SOFTWARE AND CONSUMABLES | Z12040192 | GENERAL MEDICINE DIAGNOSIS AND MONITORING INSTRUMENTS - MEDICAL DEVICE SOFTWARE | 5 | YES
Z | MEDICAL EQUIPMENT AND RELATED ACCESSORIES, SOFTWARE AND CONSUMABLES | Z12040199 | GENERAL MEDICINE DIAGNOSIS AND MONITORING INSTRUMENTS - OTHER | 5 | YES
Z | MEDICAL EQUIPMENT AND RELATED ACCESSORIES, SOFTWARE AND CONSUMABLES | Z120402 | GENERAL MEDICINE THERAPEUTIC TREATMENT INSTRUMENTS | 4 | NO
Z | MEDICAL EQUIPMENT AND RELATED ACCESSORIES, SOFTWARE AND CONSUMABLES | Z12040201 | PHOTOEPILATION EQUIPMENT | 5 | YES
Z | MEDICAL EQUIPMENT AND RELATED ACCESSORIES, SOFTWARE AND CONSUMABLES | Z12040202 | PHOTOTHERAPY EQUIPMENT | 5 | YES
Z | MEDICAL EQUIPMENT AND RELATED ACCESSORIES, SOFTWARE AND CONSUMABLES | Z12040203 | DERMAL REGENERATION EQUIPMENT | 5 | YES
Z | MEDICAL EQUIPMENT AND RELATED ACCESSORIES, SOFTWARE AND CONSUMABLES | Z12040205 | VACUUM MEDICATION EQUIPMENT | 5 | YES
Z | MEDICAL EQUIPMENT AND RELATED ACCESSORIES, SOFTWARE AND CONSUMABLES | Z12040206 | MESOTHERAPY EQUIPMENT | 5 | YES
Z | MEDICAL EQUIPMENT AND RELATED ACCESSORIES, SOFTWARE AND CONSUMABLES | Z12040207 | OZONE THERAPY EQUIPMENT | 5 | YES
Z | MEDICAL EQUIPMENT AND RELATED ACCESSORIES, SOFTWARE AND CONSUMABLES | Z12040208 | BODY THERMOREGULATION EQUIPMENT | 5 | YES
Z | MEDICAL EQUIPMENT AND RELATED ACCESSORIES, SOFTWARE AND CONSUMABLES | Z12040210 | ULTRASONIC NEBULISERS | 5 | YES
Z | MEDICAL EQUIPMENT AND RELATED ACCESSORIES, SOFTWARE AND CONSUMABLES | Z12040211 | ARTIFICIAL PANCREAS | 5 | YES
Z | MEDICAL EQUIPMENT AND RELATED ACCESSORIES, SOFTWARE AND CONSUMABLES | Z12040213 | PATIENT WASHING SYSTEMS | 5 | YES
Z | MEDICAL EQUIPMENT AND RELATED ACCESSORIES, SOFTWARE AND CONSUMABLES | Z12040214 | LIPOSUCTION SYSTEMS | 5 | YES
Z | MEDICAL EQUIPMENT AND RELATED ACCESSORIES, SOFTWARE AND CONSUMABLES | Z12040215 | MULTI-DISTRICT ONCOLOGICAL THERAPY INSTRUMENTS (EXCLUDING RADIOTHERAPY) | 5 | NO
Z | MEDICAL EQUIPMENT AND RELATED ACCESSORIES, SOFTWARE AND CONSUMABLES | Z1204021501 | MULTI-DISTRICT ONCOLOGICAL HYPERTHERMIA EQUIPMENT | 6 | YES
Z | MEDICAL EQUIPMENT AND RELATED ACCESSORIES, SOFTWARE AND CONSUMABLES | Z1204021502 | TUMOR TREATING FIELDS (TTFIELDS) EQUIPMENT | 6 | YES
Z | MEDICAL EQUIPMENT AND RELATED ACCESSORIES, SOFTWARE AND CONSUMABLES | Z1204021580 | MULTI-DISTRICT ONCOLOGICAL THERAPY INSTRUMENTS (EXCLUDING RADIOTHERAPY) - HARDWARE ACCESSORIES | 6 | YES
Z | MEDICAL EQUIPMENT AND RELATED ACCESSORIES, SOFTWARE AND CONSUMABLES | Z1204021582 | MULTI-DISTRICT ONCOLOGICAL THERAPY INSTRUMENTS (EXCLUDING RADIOTHERAPY) - SOFTWARE ACCESSORIES | 6 | YES
Z | MEDICAL EQUIPMENT AND RELATED ACCESSORIES, SOFTWARE AND CONSUMABLES | Z1204021585 | MULTI-DISTRICT ONCOLOGICAL THERAPY INSTRUMENTS (EXCLUDING RADIOTHERAPY) - CONSUMABLES | 6 | YES
Z | MEDICAL EQUIPMENT AND RELATED ACCESSORIES, SOFTWARE AND CONSUMABLES | Z1204021592 | MULTI-DISTRICT ONCOLOGICAL THERAPY INSTRUMENTS (EXCLUDING RADIOTHERAPY) - MEDICAL DEVICE SOFTWARE | 6 | YES
Z | MEDICAL EQUIPMENT AND RELATED ACCESSORIES, SOFTWARE AND CONSUMABLES | Z1204021599 | MULTI-DISTRICT ONCOLOGICAL THERAPY INSTRUMENTS (EXCLUDING RADIOTHERAPY) - OTHER | 6 | YES
Z | MEDICAL EQUIPMENT AND RELATED ACCESSORIES, SOFTWARE AND CONSUMABLES | Z12040216 | PORTABLE MICROINFUSION INSTRUMENTS | 5 | NO
Z | MEDICAL EQUIPMENT AND RELATED ACCESSORIES, SOFTWARE AND CONSUMABLES | Z1204021601 | PORTABLE INSULIN INFUSION INSTRUMENTS | 6 | NO
Z | MEDICAL EQUIPMENT AND RELATED ACCESSORIES, SOFTWARE AND CONSUMABLES | Z120402160101 | PORTABLE INSULIN MICROINFUSORS | 7 | YES
Z | MEDICAL EQUIPMENT AND RELATED ACCESSORIES, SOFTWARE AND CONSUMABLES | Z120402160102 | PORTABLE INSULIN MICROINFUSORS WITH HANDHELD GLUCOSE METER | 7 | YES
Z | MEDICAL EQUIPMENT AND RELATED ACCESSORIES, SOFTWARE AND CONSUMABLES | Z120402160103 | PORTABLE INSULIN MICROINFUSORS CONNECTABLE TO CONTINUOUS GLUCOSE MONITORING SYSTEMS | 7 | YES
Z | MEDICAL EQUIPMENT AND RELATED ACCESSORIES, SOFTWARE AND CONSUMABLES | Z1204021602 | PORTABLE PAIN THERAPY INSTRUMENTS | 6 | YES
Z | MEDICAL EQUIPMENT AND RELATED ACCESSORIES, SOFTWARE AND CONSUMABLES | Z1204021603 | PORTABLE DOBUTAMINE INFUSION INSTRUMENTS | 6 | YES
Z | MEDICAL EQUIPMENT AND RELATED ACCESSORIES, SOFTWARE AND CONSUMABLES | Z1204021680 | PORTABLE MICROINFUSION INSTRUMENTS - HARDWARE ACCESSORIES | 6 | YES
Z | MEDICAL EQUIPMENT AND RELATED ACCESSORIES, SOFTWARE AND CONSUMABLES | Z1204021685 | PORTABLE MICROINFUSION INSTRUMENTS - CONSUMABLES | 6 | YES
Z | MEDICAL EQUIPMENT AND RELATED ACCESSORIES, SOFTWARE AND CONSUMABLES | Z1204021699 | PORTABLE MICROINFUSION INSTRUMENTS - OTHER | 6 | YES
Z | MEDICAL EQUIPMENT AND RELATED ACCESSORIES, SOFTWARE AND CONSUMABLES | Z12040218 | ENDERMOLOGY TREATMENTS | 5 | YES
Z | MEDICAL EQUIPMENT AND RELATED ACCESSORIES, SOFTWARE AND CONSUMABLES | Z12040219 | REGIONAL PERFUSION UNITS | 5 | YES
Z | MEDICAL EQUIPMENT AND RELATED ACCESSORIES, SOFTWARE AND CONSUMABLES | Z12040280 | GENERAL MEDICINE THERAPEUTIC TREATMENT INSTRUMENTS - HARDWARE ACCESSORIES | 5 | YES
Z | MEDICAL EQUIPMENT AND RELATED ACCESSORIES, SOFTWARE AND CONSUMABLES | Z12040282 | GENERAL MEDICINE THERAPEUTIC TREATMENT INSTRUMENTS - SOFTWARE ACCESSORIES | 5 | YES
Z | MEDICAL EQUIPMENT AND RELATED ACCESSORIES, SOFTWARE AND CONSUMABLES | Z12040285 | GENERAL MEDICINE THERAPEUTIC TREATMENT INSTRUMENTS - CONSUMABLES | 5 | YES
Z | MEDICAL EQUIPMENT AND RELATED ACCESSORIES, SOFTWARE AND CONSUMABLES | Z12040292 | GENERAL MEDICINE THERAPEUTIC TREATMENT INSTRUMENTS - MEDICAL DEVICE SOFTWARE | 5 | YES
Z | MEDICAL EQUIPMENT AND RELATED ACCESSORIES, SOFTWARE AND CONSUMABLES | Z12040299 | GENERAL MEDICINE THERAPEUTIC TREATMENT INSTRUMENTS - OTHER | 5 | YES
Z | MEDICAL EQUIPMENT AND RELATED ACCESSORIES, SOFTWARE AND CONSUMABLES | Z120499 | GENERAL MEDICINE INSTRUMENTS - OTHER | 4 | YES
Z | MEDICAL EQUIPMENT AND RELATED ACCESSORIES, SOFTWARE AND CONSUMABLES | Z1205 | CARDIOLOGY AND CARDIOSURGERY INSTRUMENTS | 3 | NO
Z | MEDICAL EQUIPMENT AND RELATED ACCESSORIES, SOFTWARE AND CONSUMABLES | Z120501 | STRESS ANALYSIS INSTRUMENTS | 4 | NO
Z | MEDICAL EQUIPMENT AND RELATED ACCESSORIES, SOFTWARE AND CONSUMABLES | Z12050101 | STRESS ANALYSIS SYSTEMS | 5 | YES
Z | MEDICAL EQUIPMENT AND RELATED ACCESSORIES, SOFTWARE AND CONSUMABLES | Z12050180 | STRESS ANALYSIS INSTRUMENTS - HARDWARE ACCESSORIES | 5 | YES
Z | MEDICAL EQUIPMENT AND RELATED ACCESSORIES, SOFTWARE AND CONSUMABLES | Z12050182 | STRESS ANALYSIS INSTRUMENTS - SOFTWARE ACCESSORIES | 5 | YES
Z | MEDICAL EQUIPMENT AND RELATED ACCESSORIES, SOFTWARE AND CONSUMABLES | Z12050185 | STRESS ANALYSIS INSTRUMENTS - CONSUMABLES | 5 | YES
Z | MEDICAL EQUIPMENT AND RELATED ACCESSORIES, SOFTWARE AND CONSUMABLES | Z12050192 | STRESS ANALYSIS INSTRUMENTS - MEDICAL DEVICE SOFTWARE | 5 | YES
Z | MEDICAL EQUIPMENT AND RELATED ACCESSORIES, SOFTWARE AND CONSUMABLES | Z120502 | EXTRA-CORPOREAL CIRCULATION INSTRUMENTS | 4 | NO
Z | MEDICAL EQUIPMENT AND RELATED ACCESSORIES, SOFTWARE AND CONSUMABLES | Z12050201 | EXTRA-CORPOREAL CIRCULATION SYSTEMS | 5 | YES
Z | MEDICAL EQUIPMENT AND RELATED ACCESSORIES, SOFTWARE AND CONSUMABLES | Z12050280 | EXTRA-CORPOREAL CIRCULATION INSTRUMENTS - HARDWARE ACCESSORIES | 5 | YES
Z | MEDICAL EQUIPMENT AND RELATED ACCESSORIES, SOFTWARE AND CONSUMABLES | Z12050282 | EXTRA-CORPOREAL CIRCULATION INSTRUMENTS - SOFTWARE ACCESSORIES | 5 | YES
Z | MEDICAL EQUIPMENT AND RELATED ACCESSORIES, SOFTWARE AND CONSUMABLES | Z12050285 | EXTRA-CORPOREAL CIRCULATION INSTRUMENTS - CONSUMABLES | 5 | YES
Z | MEDICAL EQUIPMENT AND RELATED ACCESSORIES, SOFTWARE AND CONSUMABLES | Z12050292 | EXTRA-CORPOREAL CIRCULATION INSTRUMENTS - MEDICAL DEVICE SOFTWARE | 5 | YES
Z | MEDICAL EQUIPMENT AND RELATED ACCESSORIES, SOFTWARE AND CONSUMABLES | Z120503 | ELECTROCARDIOGRAPHS | 4 | NO
Z | MEDICAL EQUIPMENT AND RELATED ACCESSORIES, SOFTWARE AND CONSUMABLES | Z12050301 | GENERAL PURPOSE ELECTROCARDIOGRAPHS | 5 | YES
Z | MEDICAL EQUIPMENT AND RELATED ACCESSORIES, SOFTWARE AND CONSUMABLES | Z12050302 | ADVANCED DIAGNOSIS ELECTROCARDIOGRAPHS | 5 | YES
Z | MEDICAL EQUIPMENT AND RELATED ACCESSORIES, SOFTWARE AND CONSUMABLES | Z12050303 | CARDIOPHONES | 5 | YES
Z | MEDICAL EQUIPMENT AND RELATED ACCESSORIES, SOFTWARE AND CONSUMABLES | Z12050380 | ELECTROCARDIOGRAPHS - HARDWARE ACCESSORIES | 5 | YES
Z | MEDICAL EQUIPMENT AND RELATED ACCESSORIES, SOFTWARE AND CONSUMABLES | Z12050382 | ELECTROCARDIOGRAPHS - SOFTWARE ACCESSORIES | 5 | YES
Z | MEDICAL EQUIPMENT AND RELATED ACCESSORIES, SOFTWARE AND CONSUMABLES | Z12050385 | ELECTROCARDIOGRAPHS - CONSUMABLES | 5 | YES
Z | MEDICAL EQUIPMENT AND RELATED ACCESSORIES, SOFTWARE AND CONSUMABLES | Z12050392 | ELECTROCARDIOGRAPHS - MEDICAL DEVICE SOFTWARE | 5 | YES
Z | MEDICAL EQUIPMENT AND RELATED ACCESSORIES, SOFTWARE AND CONSUMABLES | Z120504 | HOLTER SYSTEM INSTRUMENTS FOR CARDIOVASCULAR PARAMETERS | 4 | NO
Z | MEDICAL EQUIPMENT AND RELATED ACCESSORIES, SOFTWARE AND CONSUMABLES | Z12050401 | CARDIOVASCULAR HOLTER ANALYSERS | 5 | YES
Z | MEDICAL EQUIPMENT AND RELATED ACCESSORIES, SOFTWARE AND CONSUMABLES | Z12050402 | MULTI–PARAMETER CARDIOVASCULAR HOLTER RECORDERS (ECG, NIPB, ETC.) | 5 | YES
Z | MEDICAL EQUIPMENT AND RELATED ACCESSORIES, SOFTWARE AND CONSUMABLES | Z12050403 | ECG HOLTER RECORDERS | 5 | YES
Z | MEDICAL EQUIPMENT AND RELATED ACCESSORIES, SOFTWARE AND CONSUMABLES | Z12050404 | BLOOD PRESSURE HOLTER RECORDERS | 5 | YES
Z | MEDICAL EQUIPMENT AND RELATED ACCESSORIES, SOFTWARE AND CONSUMABLES | Z12050480 | HOLTER SYSTEM INSTRUMENTS FOR CARDIOVASCULAR PARAMETERS - HARDWARE ACCESSORIES | 5 | YES
Z | MEDICAL EQUIPMENT AND RELATED ACCESSORIES, SOFTWARE AND CONSUMABLES | Z12050482 | HOLTER SYSTEM INSTRUMENTS FOR CARDIOVASCULAR PARAMETERS - SOFTWARE ACCESSORIES | 5 | YES
Z | MEDICAL EQUIPMENT AND RELATED ACCESSORIES, SOFTWARE AND CONSUMABLES | Z12050485 | HOLTER SYSTEM INSTRUMENTS FOR CARDIOVASCULAR PARAMETERS - CONSUMABLES | 5 | YES
Z | MEDICAL EQUIPMENT AND RELATED ACCESSORIES, SOFTWARE AND CONSUMABLES | Z12050492 | HOLTER SYSTEM INSTRUMENTS FOR CARDIOVASCULAR PARAMETERS - MEDICAL DEVICE SOFTWARE | 5 | YES
Z | MEDICAL EQUIPMENT AND RELATED ACCESSORIES, SOFTWARE AND CONSUMABLES | Z12050499 | HOLTER SYSTEM INSTRUMENTS FOR CARDIOVASCULAR PARAMETERS – OTHER | 5 | YES
Z | MEDICAL EQUIPMENT AND RELATED ACCESSORIES, SOFTWARE AND CONSUMABLES | Z120505 | CARDIAC OUTPUT MEASUREMENT INSTRUMENTS | 4 | NO
Z | MEDICAL EQUIPMENT AND RELATED ACCESSORIES, SOFTWARE AND CONSUMABLES | Z12050501 | CARDIAC OUTPUT MEASUREMENT METERS | 5 | YES
Z | MEDICAL EQUIPMENT AND RELATED ACCESSORIES, SOFTWARE AND CONSUMABLES | Z12050580 | CARDIAC OUTPUT MEASUREMENT INSTRUMENTS - HARDWARE ACCESSORIES | 5 | YES
Z | MEDICAL EQUIPMENT AND RELATED ACCESSORIES, SOFTWARE AND CONSUMABLES | Z12050582 | CARDIAC OUTPUT MEASUREMENT INSTRUMENTS - SOFTWARE ACCESSORIES | 5 | YES
Z | MEDICAL EQUIPMENT AND RELATED ACCESSORIES, SOFTWARE AND CONSUMABLES | Z12050585 | CARDIAC OUTPUT MEASUREMENT INSTRUMENTS - CONSUMABLES | 5 | YES
Z | MEDICAL EQUIPMENT AND RELATED ACCESSORIES, SOFTWARE AND CONSUMABLES | Z12050592 | CARDIAC OUTPUT MEASUREMENT INSTRUMENTS - MEDICAL DEVICE SOFTWARE | 5 | YES
Z | MEDICAL EQUIPMENT AND RELATED ACCESSORIES, SOFTWARE AND CONSUMABLES | Z120506 | NON–IMPLANTABLE CARDIAC STIMULATORS | 4 | NO
Z | MEDICAL EQUIPMENT AND RELATED ACCESSORIES, SOFTWARE AND CONSUMABLES | Z12050601 | TRANSOESOPHAGEAL CARDIAC STIMULATORS | 5 | YES
Z | MEDICAL EQUIPMENT AND RELATED ACCESSORIES, SOFTWARE AND CONSUMABLES | Z12050602 | INVASIVE CARDIAC STIMULATORS | 5 | YES
Z | MEDICAL EQUIPMENT AND RELATED ACCESSORIES, SOFTWARE AND CONSUMABLES | Z12050603 | TRANSTHORACIC CARDIAC STIMULATORS | 5 | YES
Z | MEDICAL EQUIPMENT AND RELATED ACCESSORIES, SOFTWARE AND CONSUMABLES | Z12050680 | NON-IMPLANTABLE CARDIAC STIMULATORS - HARDWARE ACCESSORIES | 5 | YES
Z | MEDICAL EQUIPMENT AND RELATED ACCESSORIES, SOFTWARE AND CONSUMABLES | Z12050682 | NON-IMPLANTABLE CARDIAC STIMULATORS - SOFTWARE ACCESSORIES | 5 | YES
Z | MEDICAL EQUIPMENT AND RELATED ACCESSORIES, SOFTWARE AND CONSUMABLES | Z12050685 | NON-IMPLANTABLE CARDIAC STIMULATORS - CONSUMABLES | 5 | YES
Z | MEDICAL EQUIPMENT AND RELATED ACCESSORIES, SOFTWARE AND CONSUMABLES | Z12050692 | NON-IMPLANTABLE CARDIAC STIMULATORS - MEDICAL DEVICE SOFTWARE | 5 | YES
Z | MEDICAL EQUIPMENT AND RELATED ACCESSORIES, SOFTWARE AND CONSUMABLES | Z12050699 | NON–IMPLANTABLE CARDIAC STIMULATORS – OTHER | 5 | YES
Z | MEDICAL EQUIPMENT AND RELATED ACCESSORIES, SOFTWARE AND CONSUMABLES | Z120507 | CARDIOGRAPHY INSTRUMENTS | 4 | NO
Z | MEDICAL EQUIPMENT AND RELATED ACCESSORIES, SOFTWARE AND CONSUMABLES | Z12050701 | COMPLETE CARDIOGRAPHY SYSTEMS | 5 | YES
Z | MEDICAL EQUIPMENT AND RELATED ACCESSORIES, SOFTWARE AND CONSUMABLES | Z12050702 | POLYGRAPHY SYSTEMS FOR HAEMODYNAMIC STUDIES | 5 | YES
Z | MEDICAL EQUIPMENT AND RELATED ACCESSORIES, SOFTWARE AND CONSUMABLES | Z12050703 | POLYGRAPHY SYSTEMS FOR ELECTROPHYSIOLOGICAL STUDIES | 5 | YES
Z | MEDICAL EQUIPMENT AND RELATED ACCESSORIES, SOFTWARE AND CONSUMABLES | Z12050780 | CARDIOGRAPHY INSTRUMENTS - HARDWARE ACCESSORIES | 5 | NO
Z | MEDICAL EQUIPMENT AND RELATED ACCESSORIES, SOFTWARE AND CONSUMABLES | Z1205078001 | CARDIAC ELECTROPHYSIOLOGY STIMULATORS | 6 | YES
Z | MEDICAL EQUIPMENT AND RELATED ACCESSORIES, SOFTWARE AND CONSUMABLES | Z1205078099 | INSTRUMENTS FOR CARDIOLOGICAL POLYGRAPHY - HARDWARE ACCESSORIES - OTHER | 6 | YES
Z | MEDICAL EQUIPMENT AND RELATED ACCESSORIES, SOFTWARE AND CONSUMABLES | Z12050782 | INSTRUMENTS FOR CARDIOLOGICAL POLYGRAPHY - SOFTWARE ACCESSORIES | 5 | YES
Z | MEDICAL EQUIPMENT AND RELATED ACCESSORIES, SOFTWARE AND CONSUMABLES | Z12050785 | INSTRUMENTS FOR CARDIOLOGICAL POLYGRAPHY - CONSUMABLES | 5 | YES
Z | MEDICAL EQUIPMENT AND RELATED ACCESSORIES, SOFTWARE AND CONSUMABLES | Z12050792 | INSTRUMENTS FOR CARDIOLOGICAL POLYGRAPHY - MEDICAL DEVICE SOFTWARE | 5 | YES
Z | MEDICAL EQUIPMENT AND RELATED ACCESSORIES, SOFTWARE AND CONSUMABLES | Z120508 | CARDIAC TELEMETRY INSTRUMENTS | 4 | NO
Z | MEDICAL EQUIPMENT AND RELATED ACCESSORIES, SOFTWARE AND CONSUMABLES | Z12050801 | COMPLETE CARDIAC TELEMETRY SYSTEMS | 5 | YES
Z | MEDICAL EQUIPMENT AND RELATED ACCESSORIES, SOFTWARE AND CONSUMABLES | Z12050802 | ELECTROCARDIOGRAPH TELEMETRY SYSTEM RECEIVERS | 5 | YES
Z | MEDICAL EQUIPMENT AND RELATED ACCESSORIES, SOFTWARE AND CONSUMABLES | Z12050803 | ELECTROCARDIOGRAPH TELEMETRY SYSTEM TRANSMITTERS | 5 | YES
Z | MEDICAL EQUIPMENT AND RELATED ACCESSORIES, SOFTWARE AND CONSUMABLES | Z12050804 | ERGOSPIROMETRIC TELEMETRY TRANSMITTERS | 5 | YES
Z | MEDICAL EQUIPMENT AND RELATED ACCESSORIES, SOFTWARE AND CONSUMABLES | Z12050880 | CARDIAC TELEMETRY INSTRUMENTS - HARDWARE ACCESSORIES | 5 | YES
Z | MEDICAL EQUIPMENT AND RELATED ACCESSORIES, SOFTWARE AND CONSUMABLES | Z12050882 | CARDIAC TELEMETRY INSTRUMENTS - SOFTWARE ACCESSORIES | 5 | YES
Z | MEDICAL EQUIPMENT AND RELATED ACCESSORIES, SOFTWARE AND CONSUMABLES | Z12050885 | CARDIAC TELEMETRY INSTRUMENTS - CONSUMABLES | 5 | YES
Z | MEDICAL EQUIPMENT AND RELATED ACCESSORIES, SOFTWARE AND CONSUMABLES | Z12050892 | CARDIAC TELEMETRY INSTRUMENTS - MEDICAL DEVICE SOFTWARE | 5 | YES
Z | MEDICAL EQUIPMENT AND RELATED ACCESSORIES, SOFTWARE AND CONSUMABLES | Z12050899 | CARDIAC TELEMETRY INSTRUMENTS - OTHER | 5 | YES
Z | MEDICAL EQUIPMENT AND RELATED ACCESSORIES, SOFTWARE AND CONSUMABLES | Z120590 | VARIOUS INSTRUMENTS FOR CARDIOLOGY AND CARDIAC SURGERY | 4 | NO
Z | MEDICAL EQUIPMENT AND RELATED ACCESSORIES, SOFTWARE AND CONSUMABLES | Z12059001 | PACING SENSING ANALYSERS | 5 | YES
Z | MEDICAL EQUIPMENT AND RELATED ACCESSORIES, SOFTWARE AND CONSUMABLES | Z12059002 | CARDIAC MAPPING EQUIPMENT | 5 | YES
Z | MEDICAL EQUIPMENT AND RELATED ACCESSORIES, SOFTWARE AND CONSUMABLES | Z12059003 | CLOT ASPIRATORS | 5 | YES
Z | MEDICAL EQUIPMENT AND RELATED ACCESSORIES, SOFTWARE AND CONSUMABLES | Z12059004 | AORTIC PUMPS | 5 | YES
Z | MEDICAL EQUIPMENT AND RELATED ACCESSORIES, SOFTWARE AND CONSUMABLES | Z12059005 | BLOOD FLOW VELOCIMETERS | 5 | YES
Z | MEDICAL EQUIPMENT AND RELATED ACCESSORIES, SOFTWARE AND CONSUMABLES | Z12059006 | FIBRILLATORS | 5 | YES
Z | MEDICAL EQUIPMENT AND RELATED ACCESSORIES, SOFTWARE AND CONSUMABLES | Z12059007 | INTRA-CARDIAC OXIMETERS | 5 | YES
Z | MEDICAL EQUIPMENT AND RELATED ACCESSORIES, SOFTWARE AND CONSUMABLES | Z12059008 | LASER FLUXIMETRY SYSTEMS | 5 | YES
Z | MEDICAL EQUIPMENT AND RELATED ACCESSORIES, SOFTWARE AND CONSUMABLES | Z12059009 | ECG DATA MANAGEMENT SYSTEMS | 5 | YES
Z | MEDICAL EQUIPMENT AND RELATED ACCESSORIES, SOFTWARE AND CONSUMABLES | Z12059010 | STERNOTOMES | 5 | YES
Z | MEDICAL EQUIPMENT AND RELATED ACCESSORIES, SOFTWARE AND CONSUMABLES | Z12059011 | CARDIAC ABLATION EQUIPMENT | 5 | YES
Z | MEDICAL EQUIPMENT AND RELATED ACCESSORIES, SOFTWARE AND CONSUMABLES | Z12059012 | PHONOCARDIOGRAPHS | 5 | YES
Z | MEDICAL EQUIPMENT AND RELATED ACCESSORIES, SOFTWARE AND CONSUMABLES | Z12059013 | MAGNETOCARDIOGRAPHS | 5 | YES
Z | MEDICAL EQUIPMENT AND RELATED ACCESSORIES, SOFTWARE AND CONSUMABLES | Z12059080 | VARIOUS INSTRUMENTS FOR CARDIOLOGY AND CARDIAC SURGERY - HARDWARE ACCESSORIES | 5 | YES
Z | MEDICAL EQUIPMENT AND RELATED ACCESSORIES, SOFTWARE AND CONSUMABLES | Z12059082 | VARIOUS INSTRUMENTS FOR CARDIOLOGY AND CARDIAC SURGERY - SOFTWARE ACCESSORIES | 5 | YES
Z | MEDICAL EQUIPMENT AND RELATED ACCESSORIES, SOFTWARE AND CONSUMABLES | Z12059085 | VARIOUS INSTRUMENTS FOR CARDIOLOGY AND CARDIAC SURGERY - CONSUMABLES | 5 | YES
Z | MEDICAL EQUIPMENT AND RELATED ACCESSORIES, SOFTWARE AND CONSUMABLES | Z12059092 | VARIOUS INSTRUMENTS FOR CARDIOLOGY AND CARDIAC SURGERY - MEDICAL DEVICE SOFTWARE | 5 | YES
Z | MEDICAL EQUIPMENT AND RELATED ACCESSORIES, SOFTWARE AND CONSUMABLES | Z12059099 | VARIOUS INSTRUMENTS FOR CARDIOLOGY AND CARDIAC SURGERY -OTHER | 5 | YES
Z | MEDICAL EQUIPMENT AND RELATED ACCESSORIES, SOFTWARE AND CONSUMABLES | Z1206 | PHYSIOTHERAPY AND REHABILITATION INSTRUMENTS | 3 | NO
Z | MEDICAL EQUIPMENT AND RELATED ACCESSORIES, SOFTWARE AND CONSUMABLES | Z120601 | ELECTROTHERAPY EQUIPMENT (INCLUDED TENS) | 4 | YES
Z | MEDICAL EQUIPMENT AND RELATED ACCESSORIES, SOFTWARE AND CONSUMABLES | Z120602 | PHYSIOTHERAPY EQUIPMENT | 4 | YES
Z | MEDICAL EQUIPMENT AND RELATED ACCESSORIES, SOFTWARE AND CONSUMABLES | Z120603 | PASSIVE REHABILITATIVE GYMNASTICS EQUIPMENT | 4 | YES
Z | MEDICAL EQUIPMENT AND RELATED ACCESSORIES, SOFTWARE AND CONSUMABLES | Z120604 | IONTOPHORESIS EQUIPMENT | 4 | YES
Z | MEDICAL EQUIPMENT AND RELATED ACCESSORIES, SOFTWARE AND CONSUMABLES | Z120605 | EQUIPMENT FOR ELECTROMYOGRAPHIC ANALYSIS | 4 | YES
Z | MEDICAL EQUIPMENT AND RELATED ACCESSORIES, SOFTWARE AND CONSUMABLES | Z120606 | MAGNETOTHERAPY EQUIPMENT | 4 | YES
Z | MEDICAL EQUIPMENT AND RELATED ACCESSORIES, SOFTWARE AND CONSUMABLES | Z120607 | PNEUMATIC COMPRESSION EQUIPMENT | 4 | YES
Z | MEDICAL EQUIPMENT AND RELATED ACCESSORIES, SOFTWARE AND CONSUMABLES | Z120608 | MICROWAVE THERAPY EQUIPMENT | 4 | YES
Z | MEDICAL EQUIPMENT AND RELATED ACCESSORIES, SOFTWARE AND CONSUMABLES | Z120609 | SHORTWAVE THERAPY EQUIPMENT | 4 | YES
Z | MEDICAL EQUIPMENT AND RELATED ACCESSORIES, SOFTWARE AND CONSUMABLES | Z120610 | ULTRASOUND THERAPY EQUIPMENT | 4 | YES
Z | MEDICAL EQUIPMENT AND RELATED ACCESSORIES, SOFTWARE AND CONSUMABLES | Z120611 | VACUUM THERAPY EQUIPMENT | 4 | YES
Z | MEDICAL EQUIPMENT AND RELATED ACCESSORIES, SOFTWARE AND CONSUMABLES | Z120612 | ENDORAL ELECTRIC MASSAGE EQUIPMENT | 4 | YES
Z | MEDICAL EQUIPMENT AND RELATED ACCESSORIES, SOFTWARE AND CONSUMABLES | Z120613 | REHABILITATIVE THERAPY FURNACES | 4 | YES
Z | MEDICAL EQUIPMENT AND RELATED ACCESSORIES, SOFTWARE AND CONSUMABLES | Z120614 | INFRARED ULTRAVIOLET RAY LAMPS | 4 | YES
Z | MEDICAL EQUIPMENT AND RELATED ACCESSORIES, SOFTWARE AND CONSUMABLES | Z120615 | THERAPEUTIC LASERS | 4 | YES
Z | MEDICAL EQUIPMENT AND RELATED ACCESSORIES, SOFTWARE AND CONSUMABLES | Z120616 | ELECTROMECHANICAL SYSTEMS FOR PHYSICAL THERAPY | 4 | YES
Z | MEDICAL EQUIPMENT AND RELATED ACCESSORIES, SOFTWARE AND CONSUMABLES | Z120617 | MOVEMENT ANALYSIS INTEGRATED SYSTEMS | 4 | YES
Z | MEDICAL EQUIPMENT AND RELATED ACCESSORIES, SOFTWARE AND CONSUMABLES | Z120618 | HYDROGYMNASTICS AND HYDROTHERAPY SYSTEMS | 4 | YES
Z | MEDICAL EQUIPMENT AND RELATED ACCESSORIES, SOFTWARE AND CONSUMABLES | Z120619 | PARAFFIN THERAPY SYSTEMS | 4 | YES
Z | MEDICAL EQUIPMENT AND RELATED ACCESSORIES, SOFTWARE AND CONSUMABLES | Z120620 | VERTEBRAL COLUMN ELECTROANALGESIC STIMULATORS | 4 | YES
Z | MEDICAL EQUIPMENT AND RELATED ACCESSORIES, SOFTWARE AND CONSUMABLES | Z120621 | FACIAL STIMULATORS | 4 | YES
Z | MEDICAL EQUIPMENT AND RELATED ACCESSORIES, SOFTWARE AND CONSUMABLES | Z120622 | MUSCLE STIMULATORS | 4 | YES
Z | MEDICAL EQUIPMENT AND RELATED ACCESSORIES, SOFTWARE AND CONSUMABLES | Z120623 | ACUPUNCTURE STIMULATORS | 4 | YES
Z | MEDICAL EQUIPMENT AND RELATED ACCESSORIES, SOFTWARE AND CONSUMABLES | Z120624 | BIOFEEDBACK INSTRUMENTS | 4 | NO
Z | MEDICAL EQUIPMENT AND RELATED ACCESSORIES, SOFTWARE AND CONSUMABLES | Z12062401 | ELECTROMYOGRAPHIC BIOFEEDBACK SYSTEMS | 5 | YES
Z | MEDICAL EQUIPMENT AND RELATED ACCESSORIES, SOFTWARE AND CONSUMABLES | Z12062402 | POSITIONAL BIOFEEDBACK SYSTEMS | 5 | YES
Z | MEDICAL EQUIPMENT AND RELATED ACCESSORIES, SOFTWARE AND CONSUMABLES | Z12062403 | TEMPERATURE BIOFEEDBACK SYSTEMS | 5 | YES
Z | MEDICAL EQUIPMENT AND RELATED ACCESSORIES, SOFTWARE AND CONSUMABLES | Z12062404 | ELECTRODERMAL SIGNAL BIOFEEDBACK SYSTEMS | 5 | YES
Z | MEDICAL EQUIPMENT AND RELATED ACCESSORIES, SOFTWARE AND CONSUMABLES | Z12062480 | BIOFEEDBACK INSTRUMENTS - HARDWARE ACCESSORIES | 5 | YES
Z | MEDICAL EQUIPMENT AND RELATED ACCESSORIES, SOFTWARE AND CONSUMABLES | Z12062482 | BIOFEEDBACK INSTRUMENTS - SOFTWARE ACCESSORIES | 5 | YES
Z | MEDICAL EQUIPMENT AND RELATED ACCESSORIES, SOFTWARE AND CONSUMABLES | Z12062485 | BIOFEEDBACK INSTRUMENTS - CONSUMABLES | 5 | YES
Z | MEDICAL EQUIPMENT AND RELATED ACCESSORIES, SOFTWARE AND CONSUMABLES | Z12062492 | BIOFEEDBACK INSTRUMENTS - MEDICAL DEVICE SOFTWARE | 5 | YES
Z | MEDICAL EQUIPMENT AND RELATED ACCESSORIES, SOFTWARE AND CONSUMABLES | Z12062499 | BIOFEEDBACK INSTRUMENTS - OTHER | 5 | YES
Z | MEDICAL EQUIPMENT AND RELATED ACCESSORIES, SOFTWARE AND CONSUMABLES | Z120625 | KINEMATIC MOTION CAPTURE ANALYSIS SYSTEMS | 4 | NO
Z | MEDICAL EQUIPMENT AND RELATED ACCESSORIES, SOFTWARE AND CONSUMABLES | Z12062501 | KINEMATIC GONIOMETRIC MOTION CAPTURE ANALYSIS SYSTEMS | 5 | YES
Z | MEDICAL EQUIPMENT AND RELATED ACCESSORIES, SOFTWARE AND CONSUMABLES | Z12062502 | KINEMATIC INERTIAL MOTION CAPTURE ANALYSIS SYSTEMS | 5 | YES
Z | MEDICAL EQUIPMENT AND RELATED ACCESSORIES, SOFTWARE AND CONSUMABLES | Z12062503 | KINEMATIC OPTOELECTRONIC MOTION CAPTURE ANALYSIS SYSTEMS USING PASSIVE MARKERS | 5 | YES
Z | MEDICAL EQUIPMENT AND RELATED ACCESSORIES, SOFTWARE AND CONSUMABLES | Z12062504 | KINEMATIC OPTOELECTRONIC MOTION CAPTURE ANALYSIS SYSTEMS USING ACTIVE MARKERS | 5 | YES
Z | MEDICAL EQUIPMENT AND RELATED ACCESSORIES, SOFTWARE AND CONSUMABLES | Z12062505 | KINEMATIC ULTRASOUND MOTION CAPTURE ANALYSIS SYSTEMS | 5 | YES
Z | MEDICAL EQUIPMENT AND RELATED ACCESSORIES, SOFTWARE AND CONSUMABLES | Z12062506 | KINEMATIC ELECTROMAGNETIC FIELD MOTION CAPTURE ANALYSIS SYSTEMS | 5 | YES
Z | MEDICAL EQUIPMENT AND RELATED ACCESSORIES, SOFTWARE AND CONSUMABLES | Z12062580 | KINEMATIC MOTION CAPTURE ANALYSIS SYSTEMS - HARDWARE ACCESSORIES | 5 | YES
Z | MEDICAL EQUIPMENT AND RELATED ACCESSORIES, SOFTWARE AND CONSUMABLES | Z12062582 | KINEMATIC MOTION CAPTURE ANALYSIS SYSTEMS - SOFTWARE ACCESSORIES | 5 | YES
Z | MEDICAL EQUIPMENT AND RELATED ACCESSORIES, SOFTWARE AND CONSUMABLES | Z12062585 | KINEMATIC MOTION CAPTURE ANALYSIS SYSTEMS - CONSUMABLES | 5 | YES
Z | MEDICAL EQUIPMENT AND RELATED ACCESSORIES, SOFTWARE AND CONSUMABLES | Z12062592 | KINEMATIC MOTION CAPTURE ANALYSIS SYSTEMS - MEDICAL DEVICE SOFTWARE | 5 | YES
Z | MEDICAL EQUIPMENT AND RELATED ACCESSORIES, SOFTWARE AND CONSUMABLES | Z12062599 | KINEMATIC MOTION CAPTURE ANALYSIS SYSTEMS - OTHER | 5 | YES
Z | MEDICAL EQUIPMENT AND RELATED ACCESSORIES, SOFTWARE AND CONSUMABLES | Z120626 | DYNAMOMETRIC SYSTEMS FOR MOVEMENT ANALYSIS | 4 | NO
Z | MEDICAL EQUIPMENT AND RELATED ACCESSORIES, SOFTWARE AND CONSUMABLES | Z12062601 | DYNAMOMETRIC PLATFORMS | 5 | YES
Z | MEDICAL EQUIPMENT AND RELATED ACCESSORIES, SOFTWARE AND CONSUMABLES | Z12062602 | SENSOR-BASED INSOLES | 5 | YES
Z | MEDICAL EQUIPMENT AND RELATED ACCESSORIES, SOFTWARE AND CONSUMABLES | Z12062603 | SENSOR-BASED PLATFORMS | 5 | YES
Z | MEDICAL EQUIPMENT AND RELATED ACCESSORIES, SOFTWARE AND CONSUMABLES | Z12062680 | DYNAMOMETRIC SYSTEMS FOR MOVEMENT ANALYSIS - HARDWARE ACCESSORIES | 5 | YES
Z | MEDICAL EQUIPMENT AND RELATED ACCESSORIES, SOFTWARE AND CONSUMABLES | Z12062682 | DYNAMOMETRIC SYSTEMS FOR MOVEMENT ANALYSIS - SOFTWARE ACCESSORIES | 5 | YES
Z | MEDICAL EQUIPMENT AND RELATED ACCESSORIES, SOFTWARE AND CONSUMABLES | Z12062685 | DYNAMOMETRIC SYSTEMS FOR MOVEMENT ANALYSIS - CONSUMABLES | 5 | YES
Z | MEDICAL EQUIPMENT AND RELATED ACCESSORIES, SOFTWARE AND CONSUMABLES | Z12062692 | DYNAMOMETRIC SYSTEMS FOR MOVEMENT ANALYSIS - MEDICAL DEVICE SOFTWARE | 5 | YES
Z | MEDICAL EQUIPMENT AND RELATED ACCESSORIES, SOFTWARE AND CONSUMABLES | Z12062699 | DYNAMOMETRIC SYSTEMS FOR MOVEMENT ANALYSIS – OTHER | 5 | YES
Z | MEDICAL EQUIPMENT AND RELATED ACCESSORIES, SOFTWARE AND CONSUMABLES | Z120627 | FUNCTIONAL ELECTRICAL STIMULATION SYSTEMS | 4 | NO
Z | MEDICAL EQUIPMENT AND RELATED ACCESSORIES, SOFTWARE AND CONSUMABLES | Z12062701 | PERINEAL STIMULATORS | 5 | YES
Z | MEDICAL EQUIPMENT AND RELATED ACCESSORIES, SOFTWARE AND CONSUMABLES | Z12062702 | HOISTING AND WALKING STIMULATORS | 5 | YES
Z | MEDICAL EQUIPMENT AND RELATED ACCESSORIES, SOFTWARE AND CONSUMABLES | Z12062703 | CYCLING STIMULATORS | 5 | YES
Z | MEDICAL EQUIPMENT AND RELATED ACCESSORIES, SOFTWARE AND CONSUMABLES | Z12062704 | PREHENSION STIMULATORS | 5 | YES
Z | MEDICAL EQUIPMENT AND RELATED ACCESSORIES, SOFTWARE AND CONSUMABLES | Z12062705 | MYOELECTRIC CONTROL STIMULATORS | 5 | YES
Z | MEDICAL EQUIPMENT AND RELATED ACCESSORIES, SOFTWARE AND CONSUMABLES | Z12062780 | FUNCTIONAL ELECTRICAL STIMULATION SYSTEMS - HARDWARE ACCESSORIES | 5 | YES
Z | MEDICAL EQUIPMENT AND RELATED ACCESSORIES, SOFTWARE AND CONSUMABLES | Z12062782 | FUNCTIONAL ELECTRICAL STIMULATION SYSTEMS - SOFTWARE ACCESSORIES | 5 | YES
Z | MEDICAL EQUIPMENT AND RELATED ACCESSORIES, SOFTWARE AND CONSUMABLES | Z12062785 | FUNCTIONAL ELECTRICAL STIMULATION SYSTEMS - CONSUMABLES | 5 | YES
Z | MEDICAL EQUIPMENT AND RELATED ACCESSORIES, SOFTWARE AND CONSUMABLES | Z12062792 | FUNCTIONAL ELECTRICAL STIMULATION SYSTEMS - MEDICAL DEVICE SOFTWARE | 5 | YES
Z | MEDICAL EQUIPMENT AND RELATED ACCESSORIES, SOFTWARE AND CONSUMABLES | Z12062799 | FUNCTIONAL ELECTRICAL STIMULATION SYSTEMS - OTHER | 5 | YES
Z | MEDICAL EQUIPMENT AND RELATED ACCESSORIES, SOFTWARE AND CONSUMABLES | Z120628 | NEUROMUSCULAR STIMULATION EQUIPMENT | 4 | NO
Z | MEDICAL EQUIPMENT AND RELATED ACCESSORIES, SOFTWARE AND CONSUMABLES | Z12062801 | MUSCLE REINFORCEMENT STIMULATORS FOR INNERVATED MUSCLES | 5 | YES
Z | MEDICAL EQUIPMENT AND RELATED ACCESSORIES, SOFTWARE AND CONSUMABLES | Z12062802 | STIMULATORS FOR SCOLIOSIS TREATMENT | 5 | YES
Z | MEDICAL EQUIPMENT AND RELATED ACCESSORIES, SOFTWARE AND CONSUMABLES | Z12062880 | NEUROMUSCULAR STIMULATION EQUIPMENT - HARDWARE ACCESSORIES | 5 | YES
Z | MEDICAL EQUIPMENT AND RELATED ACCESSORIES, SOFTWARE AND CONSUMABLES | Z12062882 | NEUROMUSCULAR STIMULATION EQUIPMENT - SOFTWARE ACCESSORIES | 5 | YES
Z | MEDICAL EQUIPMENT AND RELATED ACCESSORIES, SOFTWARE AND CONSUMABLES | Z12062885 | NEUROMUSCULAR STIMULATION EQUIPMENT - CONSUMABLES | 5 | YES
Z | MEDICAL EQUIPMENT AND RELATED ACCESSORIES, SOFTWARE AND CONSUMABLES | Z12062892 | NEUROMUSCULAR STIMULATION EQUIPMENT - MEDICAL DEVICE SOFTWARE | 5 | YES
Z | MEDICAL EQUIPMENT AND RELATED ACCESSORIES, SOFTWARE AND CONSUMABLES | Z12062899 | NEUROMUSCULAR STIMULATION EQUIPMENT - OTHER | 5 | YES
Z | MEDICAL EQUIPMENT AND RELATED ACCESSORIES, SOFTWARE AND CONSUMABLES | Z120690 | VARIOUS PHYSIOTHERAPY AND REHABILITATION INSTRUMENTS | 4 | NO
Z | MEDICAL EQUIPMENT AND RELATED ACCESSORIES, SOFTWARE AND CONSUMABLES | Z12069001 | ELECTRIC HOISTS AND WALKERS | 5 | YES
Z | MEDICAL EQUIPMENT AND RELATED ACCESSORIES, SOFTWARE AND CONSUMABLES | Z12069002 | ASSISTED LOCOMOTION SYSTEMS | 5 | YES
Z | MEDICAL EQUIPMENT AND RELATED ACCESSORIES, SOFTWARE AND CONSUMABLES | Z12069003 | CRYOTHERAPY CHAMBERS | 5 | YES
Z | MEDICAL EQUIPMENT AND RELATED ACCESSORIES, SOFTWARE AND CONSUMABLES | Z12069080 | VARIOUS PHYSIOTHERAPY AND REHABILITATION INSTRUMENTS - HARDWARE ACCESSORIES | 5 | YES
Z | MEDICAL EQUIPMENT AND RELATED ACCESSORIES, SOFTWARE AND CONSUMABLES | Z12069082 | VARIOUS PHYSIOTHERAPY AND REHABILITATION INSTRUMENTS - SOFTWARE ACCESSORIES | 5 | YES
Z | MEDICAL EQUIPMENT AND RELATED ACCESSORIES, SOFTWARE AND CONSUMABLES | Z12069085 | VARIOUS PHYSIOTHERAPY AND REHABILITATION INSTRUMENTS - SPECIFIC MATERIALS | 5 | YES
Z | MEDICAL EQUIPMENT AND RELATED ACCESSORIES, SOFTWARE AND CONSUMABLES | Z12069092 | VARIOUS PHYSIOTHERAPY AND REHABILITATION INSTRUMENTS - MEDICAL DEVICE SOFTWARE | 5 | YES
Z | MEDICAL EQUIPMENT AND RELATED ACCESSORIES, SOFTWARE AND CONSUMABLES | Z12069099 | VARIOUS PHYSIOTHERAPY AND REHABILITATION INSTRUMENTS - OTHER | 5 | YES
Z | MEDICAL EQUIPMENT AND RELATED ACCESSORIES, SOFTWARE AND CONSUMABLES | Z1207 | GASTROENTEROLOGICAL INSTRUMENTS | 3 | NO
Z | MEDICAL EQUIPMENT AND RELATED ACCESSORIES, SOFTWARE AND CONSUMABLES | Z120701 | GASTROENTEROLOGICAL MANOMETRY EQUIPMENT | 4 | YES
Z | MEDICAL EQUIPMENT AND RELATED ACCESSORIES, SOFTWARE AND CONSUMABLES | Z120702 | GASTROESOPHAGEAL PH HOLTER RECORDERS | 4 | YES
Z | MEDICAL EQUIPMENT AND RELATED ACCESSORIES, SOFTWARE AND CONSUMABLES | Z120703 | OESOPHAGEAL FUNCTIONALITY ANALYSIS EQUIPMENT | 4 | YES
Z | MEDICAL EQUIPMENT AND RELATED ACCESSORIES, SOFTWARE AND CONSUMABLES | Z120704 | GASTRIC PH MONITOR | 4 | YES
Z | MEDICAL EQUIPMENT AND RELATED ACCESSORIES, SOFTWARE AND CONSUMABLES | Z120706 | EQUIPMENT FOR RADIOFREQUENCY TREATMENT OF THE CARDIAS | 4 | YES
Z | MEDICAL EQUIPMENT AND RELATED ACCESSORIES, SOFTWARE AND CONSUMABLES | Z120707 | LACTOSE INTOLERANCE EQUIPMENT | 4 | YES
Z | MEDICAL EQUIPMENT AND RELATED ACCESSORIES, SOFTWARE AND CONSUMABLES | Z120780 | GASTROENTEROLOGY INSTRUMENTS - HARDWARE ACCESSORIES | 4 | YES
Z | MEDICAL EQUIPMENT AND RELATED ACCESSORIES, SOFTWARE AND CONSUMABLES | Z120782 | GASTROENTEROLOGY INSTRUMENTS - SOFTWARE ACCESSORIES | 4 | YES
Z | MEDICAL EQUIPMENT AND RELATED ACCESSORIES, SOFTWARE AND CONSUMABLES | Z120785 | GASTROENTEROLOGY INSTRUMENTS - CONSUMABLES | 4 | YES
Z | MEDICAL EQUIPMENT AND RELATED ACCESSORIES, SOFTWARE AND CONSUMABLES | Z120792 | GASTROENTEROLOGY INSTRUMENTS - MEDICAL DEVICE SOFTWARE | 4 | YES
Z | MEDICAL EQUIPMENT AND RELATED ACCESSORIES, SOFTWARE AND CONSUMABLES | Z120799 | GASTROENTEROLOGY INSTRUMENTS -OTHER | 4 | YES
Z | MEDICAL EQUIPMENT AND RELATED ACCESSORIES, SOFTWARE AND CONSUMABLES | Z1208 | OBSTETRICS AND GYNAECOLOGY INSTRUMENTS | 3 | NO
Z | MEDICAL EQUIPMENT AND RELATED ACCESSORIES, SOFTWARE AND CONSUMABLES | Z120801 | PRENATAL DIAGNOSTIC INSTRUMENTS | 4 | NO
Z | MEDICAL EQUIPMENT AND RELATED ACCESSORIES, SOFTWARE AND CONSUMABLES | Z12080101 | FOETAL MONITORS | 5 | YES
Z | MEDICAL EQUIPMENT AND RELATED ACCESSORIES, SOFTWARE AND CONSUMABLES | Z12080102 | FOETAL PH MONITORS | 5 | YES
Z | MEDICAL EQUIPMENT AND RELATED ACCESSORIES, SOFTWARE AND CONSUMABLES | Z12080103 | FOETAL HEARTBEAT DETECTORS | 5 | YES
Z | MEDICAL EQUIPMENT AND RELATED ACCESSORIES, SOFTWARE AND CONSUMABLES | Z12080104 | CARDIOTOCOGRAPHIC TELEMETRY INSTRUMENTS | 5 | NO
Z | MEDICAL EQUIPMENT AND RELATED ACCESSORIES, SOFTWARE AND CONSUMABLES | Z1208010401 | COMPLETE CARDIOTOCOGRAPHIC TELEMETRY SYSTEMS | 6 | YES
Z | MEDICAL EQUIPMENT AND RELATED ACCESSORIES, SOFTWARE AND CONSUMABLES | Z1208010402 | RECEIVING UNITS FOR CARDIOTOCOGRAPHIC TELEMETRY | 6 | YES
Z | MEDICAL EQUIPMENT AND RELATED ACCESSORIES, SOFTWARE AND CONSUMABLES | Z1208010403 | TRANSMITTING UNITS FOR CARDIOTOCOGRAPHIC TELEMETRY | 6 | YES
Z | MEDICAL EQUIPMENT AND RELATED ACCESSORIES, SOFTWARE AND CONSUMABLES | Z1208010480 | CARDIOTOCOGRAPHIC TELEMETRY INSTRUMENTS - HARDWARE ACCESSORIES | 6 | YES
Z | MEDICAL EQUIPMENT AND RELATED ACCESSORIES, SOFTWARE AND CONSUMABLES | Z1208010482 | CARDIOTOCOGRAPHIC TELEMETRY INSTRUMENTS - SOFTWARE ACCESSORIES | 6 | YES
Z | MEDICAL EQUIPMENT AND RELATED ACCESSORIES, SOFTWARE AND CONSUMABLES | Z1208010485 | CARDIOTOCOGRAPHIC TELEMETRY INSTRUMENTS - CONSUMABLES | 6 | YES
Z | MEDICAL EQUIPMENT AND RELATED ACCESSORIES, SOFTWARE AND CONSUMABLES | Z1208010492 | CARDIOTOCOGRAPHIC TELEMETRY INSTRUMENTS - MEDICAL DEVICE SOFTWARE | 6 | YES
Z | MEDICAL EQUIPMENT AND RELATED ACCESSORIES, SOFTWARE AND CONSUMABLES | Z1208010499 | CARDIOTOCOGRAPHIC TELEMETRY INSTRUMENTS - OTHER | 6 | YES
Z | MEDICAL EQUIPMENT AND RELATED ACCESSORIES, SOFTWARE AND CONSUMABLES | Z12080105 | FOETAL ACOUSTIC STIMULATORS | 5 | YES
Z | MEDICAL EQUIPMENT AND RELATED ACCESSORIES, SOFTWARE AND CONSUMABLES | Z12080180 | PRENATAL DIAGNOSTIC INSTRUMENTS - HARDWARE ACCESSORIES | 5 | YES
Z | MEDICAL EQUIPMENT AND RELATED ACCESSORIES, SOFTWARE AND CONSUMABLES | Z12080182 | PRENATAL DIAGNOSTIC INSTRUMENTS - SOFTWARE ACCESSORIES | 5 | YES
Z | MEDICAL EQUIPMENT AND RELATED ACCESSORIES, SOFTWARE AND CONSUMABLES | Z12080185 | PRENATAL DIAGNOSTIC INSTRUMENTS - CONSUMABLES | 5 | YES
Z | MEDICAL EQUIPMENT AND RELATED ACCESSORIES, SOFTWARE AND CONSUMABLES | Z12080192 | PRENATAL DIAGNOSTIC INSTRUMENTS - MEDICAL DEVICE SOFTWARE | 5 | YES
Z | MEDICAL EQUIPMENT AND RELATED ACCESSORIES, SOFTWARE AND CONSUMABLES | Z12080199 | PRENATAL DIAGNOSTIC INSTRUMENTS - OTHER | 5 | YES
Z | MEDICAL EQUIPMENT AND RELATED ACCESSORIES, SOFTWARE AND CONSUMABLES | Z120802 | GYNAECOLOGY AND FERTILITY TREATMENT INSTRUMENTS | 4 | NO
Z | MEDICAL EQUIPMENT AND RELATED ACCESSORIES, SOFTWARE AND CONSUMABLES | Z12080201 | ENDOMETRIAL ABLATION EQUIPMENT | 5 | YES
Z | MEDICAL EQUIPMENT AND RELATED ACCESSORIES, SOFTWARE AND CONSUMABLES | Z12080202 | OOCYTE ASPIRATION EQUIPMENT | 5 | YES
Z | MEDICAL EQUIPMENT AND RELATED ACCESSORIES, SOFTWARE AND CONSUMABLES | Z12080203 | HYSTEROSUCTION SURGICAL ASPIRATORS | 5 | YES
Z | MEDICAL EQUIPMENT AND RELATED ACCESSORIES, SOFTWARE AND CONSUMABLES | Z12080204 | MORCELLATORS | 5 | YES
Z | MEDICAL EQUIPMENT AND RELATED ACCESSORIES, SOFTWARE AND CONSUMABLES | Z12080205 | OOCYTE LASER DRILLS | 5 | YES
Z | MEDICAL EQUIPMENT AND RELATED ACCESSORIES, SOFTWARE AND CONSUMABLES | Z12080280 | GYNAECOLOGY AND FERTILITY TREATMENT INSTRUMENTS - HARDWARE ACCESSORIES | 5 | YES
Z | MEDICAL EQUIPMENT AND RELATED ACCESSORIES, SOFTWARE AND CONSUMABLES | Z12080282 | GYNAECOLOGY AND FERTILITY TREATMENT INSTRUMENTS - SOFTWARE ACCESSORIES | 5 | YES
Z | MEDICAL EQUIPMENT AND RELATED ACCESSORIES, SOFTWARE AND CONSUMABLES | Z12080285 | GYNAECOLOGY AND FERTILITY TREATMENT INSTRUMENTS - CONSUMABLES | 5 | YES
Z | MEDICAL EQUIPMENT AND RELATED ACCESSORIES, SOFTWARE AND CONSUMABLES | Z12080292 | GYNAECOLOGY AND FERTILITY TREATMENT INSTRUMENTS - MEDICAL DEVICE SOFTWARE | 5 | YES
Z | MEDICAL EQUIPMENT AND RELATED ACCESSORIES, SOFTWARE AND CONSUMABLES | Z12080299 | GYNAECOLOGY AND FERTILITY TREATMENT INSTRUMENTS - OTHER | 5 | YES
Z | MEDICAL EQUIPMENT AND RELATED ACCESSORIES, SOFTWARE AND CONSUMABLES | Z120803 | CHILDBIRTH SUPPORT AND MATERNAL ASSISTANCE INSTRUMENTS | 4 | NO
Z | MEDICAL EQUIPMENT AND RELATED ACCESSORIES, SOFTWARE AND CONSUMABLES | Z12080301 | OBSTETRIC VACUUM EXTRACTORS | 5 | YES
Z | MEDICAL EQUIPMENT AND RELATED ACCESSORIES, SOFTWARE AND CONSUMABLES | Z12080303 | BREAST PUMPS | 5 | YES
Z | MEDICAL EQUIPMENT AND RELATED ACCESSORIES, SOFTWARE AND CONSUMABLES | Z12080304 | ULTRASONIC BLADDER VOLUME SCANNERS | 5 | YES
Z | MEDICAL EQUIPMENT AND RELATED ACCESSORIES, SOFTWARE AND CONSUMABLES | Z12080305 | BIRTHING BATHS | 5 | YES
Z | MEDICAL EQUIPMENT AND RELATED ACCESSORIES, SOFTWARE AND CONSUMABLES | Z12080380 | VARIOUS CHILDBIRTH SUPPORT AND MATERNAL ASSISTANCE INSTRUMENTS - HARDWARE ACCESSORIES | 5 | YES
Z | MEDICAL EQUIPMENT AND RELATED ACCESSORIES, SOFTWARE AND CONSUMABLES | Z12080382 | VARIOUS CHILDBIRTH SUPPORT AND MATERNAL ASSISTANCE INSTRUMENTS - SOFTWARE ACCESSORIES | 5 | YES
Z | MEDICAL EQUIPMENT AND RELATED ACCESSORIES, SOFTWARE AND CONSUMABLES | Z12080385 | VARIOUS CHILDBIRTH SUPPORT AND MATERNAL ASSISTANCE INSTRUMENTS - CONSUMABLES | 5 | YES
Z | MEDICAL EQUIPMENT AND RELATED ACCESSORIES, SOFTWARE AND CONSUMABLES | Z12080392 | VARIOUS CHILDBIRTH SUPPORT AND MATERNAL ASSISTANCE INSTRUMENTS - MEDICAL DEVICE SOFTWARE | 5 | YES
Z | MEDICAL EQUIPMENT AND RELATED ACCESSORIES, SOFTWARE AND CONSUMABLES | Z12080399 | VARIOUS CHILDBIRTH SUPPORT AND MATERNAL ASSISTANCE INSTRUMENTS - OTHER | 5 | YES
Z | MEDICAL EQUIPMENT AND RELATED ACCESSORIES, SOFTWARE AND CONSUMABLES | Z120804 | NEONATOLOGY INSTRUMENTS | 4 | NO
Z | MEDICAL EQUIPMENT AND RELATED ACCESSORIES, SOFTWARE AND CONSUMABLES | Z12080401 | PAEDIATRIC PHOTOTHERAPY EQUIPMENT | 5 | YES
Z | MEDICAL EQUIPMENT AND RELATED ACCESSORIES, SOFTWARE AND CONSUMABLES | Z12080402 | NEONATAL SCALES | 5 | YES
Z | MEDICAL EQUIPMENT AND RELATED ACCESSORIES, SOFTWARE AND CONSUMABLES | Z12080403 | NEONATAL INCUBATORS | 5 | NO
Z | MEDICAL EQUIPMENT AND RELATED ACCESSORIES, SOFTWARE AND CONSUMABLES | Z1208040301 | FIXED NEONATAL INCUBATORS | 6 | YES
Z | MEDICAL EQUIPMENT AND RELATED ACCESSORIES, SOFTWARE AND CONSUMABLES | Z1208040302 | MOBILE NEONATAL INCUBATORS | 6 | YES
Z | MEDICAL EQUIPMENT AND RELATED ACCESSORIES, SOFTWARE AND CONSUMABLES | Z1208040380 | NEONATAL INCUBATORS - HARDWARE ACCESSORIES | 6 | YES
Z | MEDICAL EQUIPMENT AND RELATED ACCESSORIES, SOFTWARE AND CONSUMABLES | Z1208040382 | NEONATAL INCUBATORS - SOFTWARE ACCESSORIES | 6 | YES
Z | MEDICAL EQUIPMENT AND RELATED ACCESSORIES, SOFTWARE AND CONSUMABLES | Z1208040385 | NEONATAL INCUBATORS - CONSUMABLES | 6 | YES
Z | MEDICAL EQUIPMENT AND RELATED ACCESSORIES, SOFTWARE AND CONSUMABLES | Z1208040392 | NEONATAL INCUBATORS - MEDICAL DEVICE SOFTWARE | 6 | YES
Z | MEDICAL EQUIPMENT AND RELATED ACCESSORIES, SOFTWARE AND CONSUMABLES | Z12080404 | PAEDIATRIC INFRARED LAMPS | 5 | YES
Z | MEDICAL EQUIPMENT AND RELATED ACCESSORIES, SOFTWARE AND CONSUMABLES | Z12080405 | NEONATAL RESUSCITATION BEDS | 5 | YES
Z | MEDICAL EQUIPMENT AND RELATED ACCESSORIES, SOFTWARE AND CONSUMABLES | Z12080406 | APNOEA MONITORS | 5 | YES
Z | MEDICAL EQUIPMENT AND RELATED ACCESSORIES, SOFTWARE AND CONSUMABLES | Z12080407 | NEONATAL RADIANT WARMERS | 5 | YES
Z | MEDICAL EQUIPMENT AND RELATED ACCESSORIES, SOFTWARE AND CONSUMABLES | Z12080408 | SWEAT TEST STIMULATORS | 5 | YES
Z | MEDICAL EQUIPMENT AND RELATED ACCESSORIES, SOFTWARE AND CONSUMABLES | Z12080409 | INFRARED CEREBRAL TOPOGRAPHS | 5 | YES
Z | MEDICAL EQUIPMENT AND RELATED ACCESSORIES, SOFTWARE AND CONSUMABLES | Z12080410 | TRANSCUTANEOUS BILIRUBINOMETERS | 5 | YES
Z | MEDICAL EQUIPMENT AND RELATED ACCESSORIES, SOFTWARE AND CONSUMABLES | Z12080480 | NEONATOLOGY INSTRUMENTS - HARDWARE ACCESSORIES | 5 | YES
Z | MEDICAL EQUIPMENT AND RELATED ACCESSORIES, SOFTWARE AND CONSUMABLES | Z12080482 | NEONATOLOGY INSTRUMENTS - SOFTWARE ACCESSORIES | 5 | YES
Z | MEDICAL EQUIPMENT AND RELATED ACCESSORIES, SOFTWARE AND CONSUMABLES | Z12080485 | NEONATOLOGY INSTRUMENTS - CONSUMABLES | 5 | YES
Z | MEDICAL EQUIPMENT AND RELATED ACCESSORIES, SOFTWARE AND CONSUMABLES | Z12080492 | NEONATOLOGY INSTRUMENTS - MEDICAL DEVICE SOFTWARE | 5 | YES
Z | MEDICAL EQUIPMENT AND RELATED ACCESSORIES, SOFTWARE AND CONSUMABLES | Z12080499 | NEONATOLOGY INSTRUMENTS - OTHER | 5 | YES
Z | MEDICAL EQUIPMENT AND RELATED ACCESSORIES, SOFTWARE AND CONSUMABLES | Z120899 | GYNAECOLOGY AND MATERNAL-INFANTS INSTRUMENTS - OTHER | 4 | YES
Z | MEDICAL EQUIPMENT AND RELATED ACCESSORIES, SOFTWARE AND CONSUMABLES | Z1209 | NEPHROLOGY AND HAEMODIALYSIS INSTRUMENTS | 3 | NO
Z | MEDICAL EQUIPMENT AND RELATED ACCESSORIES, SOFTWARE AND CONSUMABLES | Z120901 | PERITONEAL DIALYSIS INSTRUMENTS | 4 | NO
Z | MEDICAL EQUIPMENT AND RELATED ACCESSORIES, SOFTWARE AND CONSUMABLES | Z12090101 | PERITONEAL DIALYSIS EQUIPMENT | 5 | YES
Z | MEDICAL EQUIPMENT AND RELATED ACCESSORIES, SOFTWARE AND CONSUMABLES | Z12090180 | PERITONEAL DIALYSIS INSTRUMENTS - HARDWARE ACCESSORIES | 5 | YES
Z | MEDICAL EQUIPMENT AND RELATED ACCESSORIES, SOFTWARE AND CONSUMABLES | Z12090182 | PERITONEAL DIALYSIS INSTRUMENTS - SOFTWARE ACCESSORIES | 5 | YES
Z | MEDICAL EQUIPMENT AND RELATED ACCESSORIES, SOFTWARE AND CONSUMABLES | Z12090185 | PERITONEAL DIALYSIS INSTRUMENTS - CONSUMABLES | 5 | YES
Z | MEDICAL EQUIPMENT AND RELATED ACCESSORIES, SOFTWARE AND CONSUMABLES | Z12090192 | PERITONEAL DIALYSIS INSTRUMENTS - MEDICAL DEVICE SOFTWARE | 5 | YES
Z | MEDICAL EQUIPMENT AND RELATED ACCESSORIES, SOFTWARE AND CONSUMABLES | Z120902 | HAEMODIALYSIS INSTRUMENTS | 4 | NO
Z | MEDICAL EQUIPMENT AND RELATED ACCESSORIES, SOFTWARE AND CONSUMABLES | Z12090201 | HAEMODIALYSIS EQUIPMENT | 5 | YES
Z | MEDICAL EQUIPMENT AND RELATED ACCESSORIES, SOFTWARE AND CONSUMABLES | Z12090280 | HAEMODIALYSIS INSTRUMENTS - HARDWARE ACCESSORIES | 5 | YES
Z | MEDICAL EQUIPMENT AND RELATED ACCESSORIES, SOFTWARE AND CONSUMABLES | Z12090282 | HAEMODIALYSIS INSTRUMENTS - SOFTWARE ACCESSORIES | 5 | YES
Z | MEDICAL EQUIPMENT AND RELATED ACCESSORIES, SOFTWARE AND CONSUMABLES | Z12090285 | HAEMODIALYSIS INSTRUMENTS - CONSUMABLES | 5 | YES
Z | MEDICAL EQUIPMENT AND RELATED ACCESSORIES, SOFTWARE AND CONSUMABLES | Z12090292 | HAEMODIALYSIS INSTRUMENTS - MEDICAL DEVICE SOFTWARE | 5 | YES
Z | MEDICAL EQUIPMENT AND RELATED ACCESSORIES, SOFTWARE AND CONSUMABLES | Z120903 | HAEMOFILTRATION INSTRUMENTS | 4 | NO
Z | MEDICAL EQUIPMENT AND RELATED ACCESSORIES, SOFTWARE AND CONSUMABLES | Z12090301 | HAEMOFILTRATION EQUIPMENT | 5 | YES
Z | MEDICAL EQUIPMENT AND RELATED ACCESSORIES, SOFTWARE AND CONSUMABLES | Z12090380 | HAEMOFILTRATION INSTRUMENTS - HARDWARE ACCESSORIES | 5 | YES
Z | MEDICAL EQUIPMENT AND RELATED ACCESSORIES, SOFTWARE AND CONSUMABLES | Z12090382 | HAEMOFILTRATION INSTRUMENTS - SOFTWARE ACCESSORIES | 5 | YES
Z | MEDICAL EQUIPMENT AND RELATED ACCESSORIES, SOFTWARE AND CONSUMABLES | Z12090385 | HAEMOFILTRATION INSTRUMENTS - CONSUMABLES | 5 | YES
Z | MEDICAL EQUIPMENT AND RELATED ACCESSORIES, SOFTWARE AND CONSUMABLES | Z12090392 | HAEMOFILTRATION INSTRUMENTS - MEDICAL DEVICE SOFTWARE | 5 | YES
Z | MEDICAL EQUIPMENT AND RELATED ACCESSORIES, SOFTWARE AND CONSUMABLES | Z120990 | VARIOUS NEPHROLOGY AND HAEMODIALYSIS INSTRUMENTS | 4 | NO
Z | MEDICAL EQUIPMENT AND RELATED ACCESSORIES, SOFTWARE AND CONSUMABLES | Z12099001 | BODY IMPEDANCE ANALYSERS | 5 | YES
Z | MEDICAL EQUIPMENT AND RELATED ACCESSORIES, SOFTWARE AND CONSUMABLES | Z12099002 | MONITORING CENTRES FOR DIALYSIS TREATMENT | 5 | YES
Z | MEDICAL EQUIPMENT AND RELATED ACCESSORIES, SOFTWARE AND CONSUMABLES | Z12099003 | HOSPITAL BEDS OR ARMCHAIR SCALES FOR DIALYSIS | 5 | YES
Z | MEDICAL EQUIPMENT AND RELATED ACCESSORIES, SOFTWARE AND CONSUMABLES | Z12099004 | HEPARIN PUMPS | 5 | YES
Z | MEDICAL EQUIPMENT AND RELATED ACCESSORIES, SOFTWARE AND CONSUMABLES | Z12099005 | BLOOD PUMPS | 5 | YES
Z | MEDICAL EQUIPMENT AND RELATED ACCESSORIES, SOFTWARE AND CONSUMABLES | Z12099006 | LIQUID DIALYSIS PREPARATIONS | 5 | YES
Z | MEDICAL EQUIPMENT AND RELATED ACCESSORIES, SOFTWARE AND CONSUMABLES | Z12099007 | DIALYSIS WATER TREATMENT SYSTEMS | 5 | YES
Z | MEDICAL EQUIPMENT AND RELATED ACCESSORIES, SOFTWARE AND CONSUMABLES | Z12099080 | VARIOUS NEPHROLOGY AND HAEMODIALYSIS INSTRUMENTS - HARDWARE ACCESSORIES | 5 | YES
Z | MEDICAL EQUIPMENT AND RELATED ACCESSORIES, SOFTWARE AND CONSUMABLES | Z12099082 | VARIOUS NEPHROLOGY AND HAEMODIALYSIS INSTRUMENTS - SOFTWARE ACCESSORIES | 5 | YES
Z | MEDICAL EQUIPMENT AND RELATED ACCESSORIES, SOFTWARE AND CONSUMABLES | Z12099085 | VARIOUS NEPHROLOGY AND HAEMODIALYSIS INSTRUMENTS - CONSUMABLES | 5 | YES
Z | MEDICAL EQUIPMENT AND RELATED ACCESSORIES, SOFTWARE AND CONSUMABLES | Z12099092 | VARIOUS NEPHROLOGY AND HAEMODIALYSIS INSTRUMENTS - MEDICAL DEVICE SOFTWARE | 5 | YES
Z | MEDICAL EQUIPMENT AND RELATED ACCESSORIES, SOFTWARE AND CONSUMABLES | Z12099099 | VARIOUS NEPHROLOGY AND HAEMODIALYSIS INSTRUMENTS - OTHER | 5 | YES
Z | MEDICAL EQUIPMENT AND RELATED ACCESSORIES, SOFTWARE AND CONSUMABLES | Z1210 | NEUROLOGY AND NEUROSURGERY INSTRUMENTS | 3 | NO
Z | MEDICAL EQUIPMENT AND RELATED ACCESSORIES, SOFTWARE AND CONSUMABLES | Z121001 | RADIOFREQUENCY NERVOUS TISSUE ABLATION INSTRUMENTS | 4 | YES
Z | MEDICAL EQUIPMENT AND RELATED ACCESSORIES, SOFTWARE AND CONSUMABLES | Z121002 | NERVOUS SYSTEM MONITORING SYSTEMS | 4 | YES
Z | MEDICAL EQUIPMENT AND RELATED ACCESSORIES, SOFTWARE AND CONSUMABLES | Z121003 | ELECTROENCEPHALOGRAPHY INSTRUMENTS | 4 | NO
Z | MEDICAL EQUIPMENT AND RELATED ACCESSORIES, SOFTWARE AND CONSUMABLES | Z12100301 | EEG SPECTRAL ANALYSERS | 5 | YES
Z | MEDICAL EQUIPMENT AND RELATED ACCESSORIES, SOFTWARE AND CONSUMABLES | Z12100302 | ELECTROENCEPHALOGRAPHS | 5 | YES
Z | MEDICAL EQUIPMENT AND RELATED ACCESSORIES, SOFTWARE AND CONSUMABLES | Z12100303 | SYSTEMS FOR ANALYSING AND MANAGING EEG TRACES | 5 | YES
Z | MEDICAL EQUIPMENT AND RELATED ACCESSORIES, SOFTWARE AND CONSUMABLES | Z12100380 | ELECTROENCEPHALOGRAPHY INSTRUMENTS - HARDWARE ACCESSORIES | 5 | YES
Z | MEDICAL EQUIPMENT AND RELATED ACCESSORIES, SOFTWARE AND CONSUMABLES | Z12100382 | ELECTROENCEPHALOGRAPHY INSTRUMENTS - SOFTWARE ACCESSORIES | 5 | YES
Z | MEDICAL EQUIPMENT AND RELATED ACCESSORIES, SOFTWARE AND CONSUMABLES | Z12100385 | ELECTROENCEPHALOGRAPHY INSTRUMENTS - CONSUMABLES | 5 | YES
Z | MEDICAL EQUIPMENT AND RELATED ACCESSORIES, SOFTWARE AND CONSUMABLES | Z12100392 | ELECTROENCEPHALOGRAPHY INSTRUMENTS - MEDICAL DEVICE SOFTWARE | 5 | YES
Z | MEDICAL EQUIPMENT AND RELATED ACCESSORIES, SOFTWARE AND CONSUMABLES | Z121004 | ELECTROMYOGRAPHY INSTRUMENTS | 4 | NO
Z | MEDICAL EQUIPMENT AND RELATED ACCESSORIES, SOFTWARE AND CONSUMABLES | Z12100401 | ELECTROMYOGRAPHS | 5 | YES
Z | MEDICAL EQUIPMENT AND RELATED ACCESSORIES, SOFTWARE AND CONSUMABLES | Z12100480 | ELECTROMYOGRAPHY INSTRUMENTS - HARDWARE ACCESSORIES | 5 | YES
Z | MEDICAL EQUIPMENT AND RELATED ACCESSORIES, SOFTWARE AND CONSUMABLES | Z12100482 | ELECTROMYOGRAPHY INSTRUMENTS - SOFTWARE ACCESSORIES | 5 | YES
Z | MEDICAL EQUIPMENT AND RELATED ACCESSORIES, SOFTWARE AND CONSUMABLES | Z12100485 | ELECTROMYOGRAPHY INSTRUMENTS - CONSUMABLES | 5 | YES
Z | MEDICAL EQUIPMENT AND RELATED ACCESSORIES, SOFTWARE AND CONSUMABLES | Z12100492 | ELECTROMYOGRAPHY INSTRUMENTS -MEDICAL DEVICE SOFTWARE | 5 | YES
Z | MEDICAL EQUIPMENT AND RELATED ACCESSORIES, SOFTWARE AND CONSUMABLES | Z121005 | POLYSOMNOGRAPHY INSTRUMENTS | 4 | NO
Z | MEDICAL EQUIPMENT AND RELATED ACCESSORIES, SOFTWARE AND CONSUMABLES | Z12100501 | POLYSOMNOGRAPHS | 5 | YES
Z | MEDICAL EQUIPMENT AND RELATED ACCESSORIES, SOFTWARE AND CONSUMABLES | Z12100580 | POLYSOMNOGRAPHY INSTRUMENTS - HARDWARE ACCESSORIES | 5 | YES
Z | MEDICAL EQUIPMENT AND RELATED ACCESSORIES, SOFTWARE AND CONSUMABLES | Z12100582 | POLYSOMNOGRAPHY INSTRUMENTS - SOFTWARE ACCESSORIES | 5 | YES
Z | MEDICAL EQUIPMENT AND RELATED ACCESSORIES, SOFTWARE AND CONSUMABLES | Z12100585 | POLYSOMNOGRAPHY INSTRUMENTS - CONSUMABLES | 5 | YES
Z | MEDICAL EQUIPMENT AND RELATED ACCESSORIES, SOFTWARE AND CONSUMABLES | Z12100592 | POLYSOMNOGRAPHY INSTRUMENTS - MEDICAL DEVICE SOFTWARE | 5 | YES
Z | MEDICAL EQUIPMENT AND RELATED ACCESSORIES, SOFTWARE AND CONSUMABLES | Z121006 | STEREOTACTIC NEUROSURGERY INSTRUMENTS | 4 | NO
Z | MEDICAL EQUIPMENT AND RELATED ACCESSORIES, SOFTWARE AND CONSUMABLES | Z12100601 | STEREOTACTIC NEUROSURGERY SYSTEMS | 5 | YES
Z | MEDICAL EQUIPMENT AND RELATED ACCESSORIES, SOFTWARE AND CONSUMABLES | Z12100680 | STEREOTACTIC NEUROSURGERY INSTRUMENTS - HARDWARE ACCESSORIES | 5 | YES
Z | MEDICAL EQUIPMENT AND RELATED ACCESSORIES, SOFTWARE AND CONSUMABLES | Z12100682 | STEREOTACTIC NEUROSURGERY INSTRUMENTS - SOFTWARE ACCESSORIES | 5 | YES
Z | MEDICAL EQUIPMENT AND RELATED ACCESSORIES, SOFTWARE AND CONSUMABLES | Z12100685 | STEREOTACTIC NEUROSURGERY INSTRUMENTS - CONSUMABLES | 5 | YES
Z | MEDICAL EQUIPMENT AND RELATED ACCESSORIES, SOFTWARE AND CONSUMABLES | Z12100692 | STEREOTACTIC NEUROSURGERY INSTRUMENTS - MEDICAL DEVICE SOFTWARE | 5 | YES
Z | MEDICAL EQUIPMENT AND RELATED ACCESSORIES, SOFTWARE AND CONSUMABLES | Z121007 | ELECTROMYOGRAPHIC (EMG) TELEMETRY INSTRUMENTS | 4 | NO
Z | MEDICAL EQUIPMENT AND RELATED ACCESSORIES, SOFTWARE AND CONSUMABLES | Z12100701 | EMG TELEMETRY SYSTEMS | 5 | YES
Z | MEDICAL EQUIPMENT AND RELATED ACCESSORIES, SOFTWARE AND CONSUMABLES | Z12100702 | EMG TELEMETRIC TRANSMITTERS | 5 | YES
Z | MEDICAL EQUIPMENT AND RELATED ACCESSORIES, SOFTWARE AND CONSUMABLES | Z12100703 | EMG TELEMETRY RECEIVERS | 5 | YES
Z | MEDICAL EQUIPMENT AND RELATED ACCESSORIES, SOFTWARE AND CONSUMABLES | Z12100780 | EMG TELEMETRY INSTRUMENTS - HARDWARE ACCESSORIES | 5 | YES
Z | MEDICAL EQUIPMENT AND RELATED ACCESSORIES, SOFTWARE AND CONSUMABLES | Z12100782 | EMG TELEMETRY INSTRUMENTS - SOFTWARE ACCESSORIES | 5 | YES
Z | MEDICAL EQUIPMENT AND RELATED ACCESSORIES, SOFTWARE AND CONSUMABLES | Z12100785 | EMG TELEMETRY INSTRUMENTS - CONSUMABLES | 5 | YES
Z | MEDICAL EQUIPMENT AND RELATED ACCESSORIES, SOFTWARE AND CONSUMABLES | Z12100792 | EMG TELEMETRY INSTRUMENTS - MEDICAL DEVICE SOFTWARE | 5 | YES
Z | MEDICAL EQUIPMENT AND RELATED ACCESSORIES, SOFTWARE AND CONSUMABLES | Z121008 | ELECTROENCEPHALOGRAPHIC (EEG) TELEMETRY INSTRUMENTS | 4 | NO
Z | MEDICAL EQUIPMENT AND RELATED ACCESSORIES, SOFTWARE AND CONSUMABLES | Z12100801 | EEG TELEMETRY SYSTEMS | 5 | YES
Z | MEDICAL EQUIPMENT AND RELATED ACCESSORIES, SOFTWARE AND CONSUMABLES | Z12100802 | EEG TELEMETRY TRANSMITTERS | 5 | YES
Z | MEDICAL EQUIPMENT AND RELATED ACCESSORIES, SOFTWARE AND CONSUMABLES | Z12100803 | EEG TELEMETRY RECEIVERS | 5 | YES
Z | MEDICAL EQUIPMENT AND RELATED ACCESSORIES, SOFTWARE AND CONSUMABLES | Z12100880 | EEG TELEMETRY INSTRUMENTS - HARDWARE ACCESSORIES | 5 | YES
Z | MEDICAL EQUIPMENT AND RELATED ACCESSORIES, SOFTWARE AND CONSUMABLES | Z12100882 | EEG TELEMETRY INSTRUMENTS - SOFTWARE ACCESSORIES | 5 | YES
Z | MEDICAL EQUIPMENT AND RELATED ACCESSORIES, SOFTWARE AND CONSUMABLES | Z12100885 | EEG TELEMETRY INSTRUMENTS - CONSUMABLES | 5 | YES
Z | MEDICAL EQUIPMENT AND RELATED ACCESSORIES, SOFTWARE AND CONSUMABLES | Z12100892 | EEG TELEMETRY INSTRUMENTS - MEDICAL DEVICE SOFTWARE | 5 | YES
Z | MEDICAL EQUIPMENT AND RELATED ACCESSORIES, SOFTWARE AND CONSUMABLES | Z121009 | INSTRUMENTS FOR MOTORISED NEUROSURGERY SYSTEMS | 4 | NO
Z | MEDICAL EQUIPMENT AND RELATED ACCESSORIES, SOFTWARE AND CONSUMABLES | Z12100901 | MOTORISED NEUROSURGERY SYSTEMS | 5 | YES
Z | MEDICAL EQUIPMENT AND RELATED ACCESSORIES, SOFTWARE AND CONSUMABLES | Z12100902 | DRILLS FOR NEUROSURGERY | 5 | YES
Z | MEDICAL EQUIPMENT AND RELATED ACCESSORIES, SOFTWARE AND CONSUMABLES | Z12100980 | INSTRUMENTS FOR MOTORISED NEUROSURGERY SYSTEMS - HARDWARE ACCESSORIES | 5 | YES
Z | MEDICAL EQUIPMENT AND RELATED ACCESSORIES, SOFTWARE AND CONSUMABLES | Z12100982 | INSTRUMENTS FOR MOTORISED NEUROSURGERY SYSTEMS - SOFTWARE ACCESSORIES | 5 | YES
Z | MEDICAL EQUIPMENT AND RELATED ACCESSORIES, SOFTWARE AND CONSUMABLES | Z12100985 | INSTRUMENTS FOR MOTORISED NEUROSURGERY SYSTEMS - CONSUMABLES | 5 | YES
Z | MEDICAL EQUIPMENT AND RELATED ACCESSORIES, SOFTWARE AND CONSUMABLES | Z12100992 | INSTRUMENTS FOR MOTORISED NEUROSURGERY SYSTEMS - MEDICAL DEVICE SOFTWARE | 5 | YES
Z | MEDICAL EQUIPMENT AND RELATED ACCESSORIES, SOFTWARE AND CONSUMABLES | Z121010 | ELECTROENCEPHALOGRAPHIC (EEG) HOLTER SYSTEMS INSTRUMENTS | 4 | NO
Z | MEDICAL EQUIPMENT AND RELATED ACCESSORIES, SOFTWARE AND CONSUMABLES | Z12101001 | EEG HOLTER SYSTEMS | 5 | YES
Z | MEDICAL EQUIPMENT AND RELATED ACCESSORIES, SOFTWARE AND CONSUMABLES | Z12101002 | EEG HOLTER READERS | 5 | YES
Z | MEDICAL EQUIPMENT AND RELATED ACCESSORIES, SOFTWARE AND CONSUMABLES | Z12101003 | EEG HOLTER RECORDERS | 5 | YES
Z | MEDICAL EQUIPMENT AND RELATED ACCESSORIES, SOFTWARE AND CONSUMABLES | Z12101080 | EEG HOLTER SYSTEMS INSTRUMENTS - HARDWARE ACCESSORIES | 5 | YES
Z | MEDICAL EQUIPMENT AND RELATED ACCESSORIES, SOFTWARE AND CONSUMABLES | Z12101082 | EEG HOLTER SYSTEMS INSTRUMENTS - SOFTWARE ACCESSORIES | 5 | YES
Z | MEDICAL EQUIPMENT AND RELATED ACCESSORIES, SOFTWARE AND CONSUMABLES | Z12101085 | EEG HOLTER SYSTEMS INSTRUMENTS - CONSUMABLES | 5 | YES
Z | MEDICAL EQUIPMENT AND RELATED ACCESSORIES, SOFTWARE AND CONSUMABLES | Z12101092 | EEG HOLTER SYSTEMS INSTRUMENTS - MEDICAL DEVICE SOFTWARE | 5 | YES
Z | MEDICAL EQUIPMENT AND RELATED ACCESSORIES, SOFTWARE AND CONSUMABLES | Z121011 | PERIPHERAL OR CENTRAL NEURO STIMULATION AND ASSESSMENT INSTRUMENTS | 4 | NO
Z | MEDICAL EQUIPMENT AND RELATED ACCESSORIES, SOFTWARE AND CONSUMABLES | Z12101101 | SOMATOSENSORY EVOKED POTENTIAL ANALYSERS | 5 | YES
Z | MEDICAL EQUIPMENT AND RELATED ACCESSORIES, SOFTWARE AND CONSUMABLES | Z12101102 | ELECTRODE POSITIONING SYSTEMS FOR BRAIN STIMULATION | 5 | YES
Z | MEDICAL EQUIPMENT AND RELATED ACCESSORIES, SOFTWARE AND CONSUMABLES | Z12101103 | SOMATOSENSORY EVOKED POTENTIAL INTEGRATED SYSTEMS | 5 | YES
Z | MEDICAL EQUIPMENT AND RELATED ACCESSORIES, SOFTWARE AND CONSUMABLES | Z12101104 | CEREBRAL MAPPING SYSTEMS | 5 | YES
Z | MEDICAL EQUIPMENT AND RELATED ACCESSORIES, SOFTWARE AND CONSUMABLES | Z12101105 | MAGNETIC STIMULATORS | 5 | YES
Z | MEDICAL EQUIPMENT AND RELATED ACCESSORIES, SOFTWARE AND CONSUMABLES | Z12101106 | NEUROLOGICAL STIMULATORS | 5 | YES
Z | MEDICAL EQUIPMENT AND RELATED ACCESSORIES, SOFTWARE AND CONSUMABLES | Z12101180 | PERIPHERAL OR CENTRAL NEURO STIMULATION AND ASSESSMENT INSTRUMENTS - HARDWARE ACCESSORIES | 5 | YES
Z | MEDICAL EQUIPMENT AND RELATED ACCESSORIES, SOFTWARE AND CONSUMABLES | Z12101182 | PERIPHERAL OR CENTRAL NEURO STIMULATION AND ASSESSMENT INSTRUMENTS - SOFTWARE ACCESSORIES | 5 | YES
Z | MEDICAL EQUIPMENT AND RELATED ACCESSORIES, SOFTWARE AND CONSUMABLES | Z12101185 | PERIPHERAL OR CENTRAL NEURO STIMULATION AND ASSESSMENT INSTRUMENTS - CONSUMABLES | 5 | YES
Z | MEDICAL EQUIPMENT AND RELATED ACCESSORIES, SOFTWARE AND CONSUMABLES | Z12101192 | PERIPHERAL OR CENTRAL NEURO STIMULATION AND ASSESSMENT INSTRUMENTS - MEDICAL DEVICE SOFTWARE | 5 | YES
Z | MEDICAL EQUIPMENT AND RELATED ACCESSORIES, SOFTWARE AND CONSUMABLES | Z12101199 | PERIPHERAL OR CENTRAL NEURO STIMULATION AND ASSESSMENT INSTRUMENTS - OTHER | 5 | YES
Z | MEDICAL EQUIPMENT AND RELATED ACCESSORIES, SOFTWARE AND CONSUMABLES | Z121012 | MAGNETOENCEPHALOGRAPHY INSTRUMENTS | 4 | NO
Z | MEDICAL EQUIPMENT AND RELATED ACCESSORIES, SOFTWARE AND CONSUMABLES | Z12101201 | MAGNETOENCEPHALOGRAPHY SYSTEMS | 5 | YES
Z | MEDICAL EQUIPMENT AND RELATED ACCESSORIES, SOFTWARE AND CONSUMABLES | Z12101280 | MAGNETOENCEPHALOGRAPHY INSTRUMENTS – HARDWARE ACCESSORIES | 5 | YES
Z | MEDICAL EQUIPMENT AND RELATED ACCESSORIES, SOFTWARE AND CONSUMABLES | Z12101282 | MAGNETOENCEPHALOGRAPHY INSTRUMENTS – SOFTWARE ACCESSORIES | 5 | YES
Z | MEDICAL EQUIPMENT AND RELATED ACCESSORIES, SOFTWARE AND CONSUMABLES | Z12101285 | MAGNETOENCEPHALOGRAPHY INSTRUMENTS - CONSUMABLES | 5 | YES
Z | MEDICAL EQUIPMENT AND RELATED ACCESSORIES, SOFTWARE AND CONSUMABLES | Z12101292 | MAGNETOENCEPHALOGRAPHY INSTRUMENTS – MEDICAL DEVICE SOFTWARE | 5 | YES
Z | MEDICAL EQUIPMENT AND RELATED ACCESSORIES, SOFTWARE AND CONSUMABLES | Z121090 | VARIOUS NEUROLOGY AND NEUROSURGERY INSTRUMENTS | 4 | NO
Z | MEDICAL EQUIPMENT AND RELATED ACCESSORIES, SOFTWARE AND CONSUMABLES | Z12109001 | DETACHABLE COIL EQUIPMENT FOR BRAIN ANEURYSMS | 5 | YES
Z | MEDICAL EQUIPMENT AND RELATED ACCESSORIES, SOFTWARE AND CONSUMABLES | Z12109002 | ELECTROCONVULSIVE THERAPY (ECT) EQUIPMENT | 5 | YES
Z | MEDICAL EQUIPMENT AND RELATED ACCESSORIES, SOFTWARE AND CONSUMABLES | Z12109003 | CEREBROSPINAL FLUID PRESSURE MONITORING SYSTEMS | 5 | YES
Z | MEDICAL EQUIPMENT AND RELATED ACCESSORIES, SOFTWARE AND CONSUMABLES | Z12109004 | VIBRATION THRESHOLD METERS (VIBROMETER) | 5 | YES
Z | MEDICAL EQUIPMENT AND RELATED ACCESSORIES, SOFTWARE AND CONSUMABLES | Z12109005 | REACTION TIME/REFLEX METERS | 5 | YES
Z | MEDICAL EQUIPMENT AND RELATED ACCESSORIES, SOFTWARE AND CONSUMABLES | Z12109006 | BRAIN TISSUE MONITORING SYSTEMS | 5 | YES
Z | MEDICAL EQUIPMENT AND RELATED ACCESSORIES, SOFTWARE AND CONSUMABLES | Z12109007 | PSYCHOMETRIC TESTING SYSTEMS | 5 | YES
Z | MEDICAL EQUIPMENT AND RELATED ACCESSORIES, SOFTWARE AND CONSUMABLES | Z12109080 | VARIOUS NEUROLOGY AND NEUROSURGERY INSTRUMENTS - HARDWARE ACCESSORIES | 5 | YES
Z | MEDICAL EQUIPMENT AND RELATED ACCESSORIES, SOFTWARE AND CONSUMABLES | Z12109082 | VARIOUS NEUROLOGY AND NEUROSURGERY INSTRUMENTS - SOFTWARE ACCESSORIES | 5 | YES
Z | MEDICAL EQUIPMENT AND RELATED ACCESSORIES, SOFTWARE AND CONSUMABLES | Z12109085 | VARIOUS NEUROLOGY AND NEUROSURGERY INSTRUMENTS - SPECIFIC MATERIALS | 5 | YES
Z | MEDICAL EQUIPMENT AND RELATED ACCESSORIES, SOFTWARE AND CONSUMABLES | Z12109092 | VARIOUS NEUROLOGY AND NEUROSURGERY INSTRUMENTS - MEDICAL DEVICE SOFTWARE | 5 | YES
Z | MEDICAL EQUIPMENT AND RELATED ACCESSORIES, SOFTWARE AND CONSUMABLES | Z12109099 | VARIOUS NEUROLOGY AND NEUROSURGERY INSTRUMENTS - OTHER | 5 | YES
Z | MEDICAL EQUIPMENT AND RELATED ACCESSORIES, SOFTWARE AND CONSUMABLES | Z1211 | DENTAL STOMATOLOGY INSTRUMENTS | 3 | NO
Z | MEDICAL EQUIPMENT AND RELATED ACCESSORIES, SOFTWARE AND CONSUMABLES | Z121101 | INSTRUMENTS FOR DENTAL TREATMENT UNITS | 4 | NO
Z | MEDICAL EQUIPMENT AND RELATED ACCESSORIES, SOFTWARE AND CONSUMABLES | Z12110101 | DENTAL TREATMENT UNITS | 5 | YES
Z | MEDICAL EQUIPMENT AND RELATED ACCESSORIES, SOFTWARE AND CONSUMABLES | Z12110102 | DENTAL DRILLS | 5 | YES
Z | MEDICAL EQUIPMENT AND RELATED ACCESSORIES, SOFTWARE AND CONSUMABLES | Z12110180 | INSTRUMENTS FOR DENTAL TREATMENT UNITS - HARDWARE ACCESSORIES | 5 | YES
Z | MEDICAL EQUIPMENT AND RELATED ACCESSORIES, SOFTWARE AND CONSUMABLES | Z12110182 | INSTRUMENTS FOR DENTAL TREATMENT UNITS - SOFTWARE ACCESSORIES | 5 | YES
Z | MEDICAL EQUIPMENT AND RELATED ACCESSORIES, SOFTWARE AND CONSUMABLES | Z12110185 | INSTRUMENTS FOR DENTAL TREATMENT UNITS - CONSUMABLES | 5 | YES
Z | MEDICAL EQUIPMENT AND RELATED ACCESSORIES, SOFTWARE AND CONSUMABLES | Z12110192 | INSTRUMENTS FOR DENTAL TREATMENT UNITS - MEDICAL DEVICE SOFTWARE | 5 | YES
Z | MEDICAL EQUIPMENT AND RELATED ACCESSORIES, SOFTWARE AND CONSUMABLES | Z12110199 | INSTRUMENTS FOR DENTAL TREATMENT UNITS - OTHER | 5 | YES
Z | MEDICAL EQUIPMENT AND RELATED ACCESSORIES, SOFTWARE AND CONSUMABLES | Z121190 | VARIOUS DENTAL STOMATOLOGY INSTRUMENTS | 4 | NO
Z | MEDICAL EQUIPMENT AND RELATED ACCESSORIES, SOFTWARE AND CONSUMABLES | Z12119001 | TARTAR ABLATORS | 5 | YES
Z | MEDICAL EQUIPMENT AND RELATED ACCESSORIES, SOFTWARE AND CONSUMABLES | Z12119002 | AMALGAMATORS | 5 | YES
Z | MEDICAL EQUIPMENT AND RELATED ACCESSORIES, SOFTWARE AND CONSUMABLES | Z12119003 | COLD LIGHT DENTAL EQUIPMENT | 5 | YES
Z | MEDICAL EQUIPMENT AND RELATED ACCESSORIES, SOFTWARE AND CONSUMABLES | Z12119004 | EQUIPMENT FOR DIAGNOSIS OF PERIODONTAL DISEASES | 5 | YES
Z | MEDICAL EQUIPMENT AND RELATED ACCESSORIES, SOFTWARE AND CONSUMABLES | Z12119005 | PULP VITALITY ANALYSERS | 5 | YES
Z | MEDICAL EQUIPMENT AND RELATED ACCESSORIES, SOFTWARE AND CONSUMABLES | Z12119006 | DENTAL CLEANING/WASHING HANDPIECE EQUIPMENTS | 5 | YES
Z | MEDICAL EQUIPMENT AND RELATED ACCESSORIES, SOFTWARE AND CONSUMABLES | Z12119007 | DENTAL PROPHYLAXIS EQUIPMENT | 5 | YES
Z | MEDICAL EQUIPMENT AND RELATED ACCESSORIES, SOFTWARE AND CONSUMABLES | Z12119008 | ENDODONTIC COMPACTORS | 5 | YES
Z | MEDICAL EQUIPMENT AND RELATED ACCESSORIES, SOFTWARE AND CONSUMABLES | Z12119009 | APEX LOCATORS | 5 | YES
Z | MEDICAL EQUIPMENT AND RELATED ACCESSORIES, SOFTWARE AND CONSUMABLES | Z12119080 | VARIOUS DENTAL STOMATOLOGY INSTRUMENTS - HARDWARE ACCESSORIES | 5 | YES
Z | MEDICAL EQUIPMENT AND RELATED ACCESSORIES, SOFTWARE AND CONSUMABLES | Z12119082 | VARIOUS DENTAL STOMATOLOGY INSTRUMENTS - SOFTWARE ACCESSORIES | 5 | YES
Z | MEDICAL EQUIPMENT AND RELATED ACCESSORIES, SOFTWARE AND CONSUMABLES | Z12119085 | VARIOUS DENTAL STOMATOLOGY INSTRUMENTS - CONSUMABLES | 5 | YES
Z | MEDICAL EQUIPMENT AND RELATED ACCESSORIES, SOFTWARE AND CONSUMABLES | Z12119092 | VARIOUS DENTAL STOMATOLOGY INSTRUMENTS - MEDICAL DEVICE SOFTWARE | 5 | YES
Z | MEDICAL EQUIPMENT AND RELATED ACCESSORIES, SOFTWARE AND CONSUMABLES | Z12119099 | VARIOUS DENTAL STOMATOLOGY INSTRUMENTS - OTHER | 5 | YES
Z | MEDICAL EQUIPMENT AND RELATED ACCESSORIES, SOFTWARE AND CONSUMABLES | Z1212 | OPHTHALMOLOGY INSTRUMENTS | 3 | NO
Z | MEDICAL EQUIPMENT AND RELATED ACCESSORIES, SOFTWARE AND CONSUMABLES | Z121201 | OPHTALMOLOGY ASSESSMENTS AND DIAGNOSIS INSTRUMENTS | 4 | NO
Z | MEDICAL EQUIPMENT AND RELATED ACCESSORIES, SOFTWARE AND CONSUMABLES | Z12120101 | LASER POLARIMETRY EQUIPMENT | 5 | YES
Z | MEDICAL EQUIPMENT AND RELATED ACCESSORIES, SOFTWARE AND CONSUMABLES | Z12120102 | COMPUTERISED OPTICAL BIOMETERS | 5 | YES
Z | MEDICAL EQUIPMENT AND RELATED ACCESSORIES, SOFTWARE AND CONSUMABLES | Z12120103 | ELECTRORETINOGRAPHS | 5 | YES
Z | MEDICAL EQUIPMENT AND RELATED ACCESSORIES, SOFTWARE AND CONSUMABLES | Z12120104 | EXOPHTHALMOMETERS | 5 | YES
Z | MEDICAL EQUIPMENT AND RELATED ACCESSORIES, SOFTWARE AND CONSUMABLES | Z12120105 | FLUOROANGIOGRAPHS | 5 | YES
Z | MEDICAL EQUIPMENT AND RELATED ACCESSORIES, SOFTWARE AND CONSUMABLES | Z12120106 | FLUOROPHOTOMETERS | 5 | YES
Z | MEDICAL EQUIPMENT AND RELATED ACCESSORIES, SOFTWARE AND CONSUMABLES | Z12120107 | PHOTOCHERATOSCOPES | 5 | YES
Z | MEDICAL EQUIPMENT AND RELATED ACCESSORIES, SOFTWARE AND CONSUMABLES | Z12120108 | SLIT LAMPS | 5 | YES
Z | MEDICAL EQUIPMENT AND RELATED ACCESSORIES, SOFTWARE AND CONSUMABLES | Z12120109 | RETINOSCOPY LAMPS | 5 | YES
Z | MEDICAL EQUIPMENT AND RELATED ACCESSORIES, SOFTWARE AND CONSUMABLES | Z12120110 | CORNEAL CONFOCAL MICROSCOPES | 5 | YES
Z | MEDICAL EQUIPMENT AND RELATED ACCESSORIES, SOFTWARE AND CONSUMABLES | Z12120111 | EYE MOVEMENT MONITORS | 5 | YES
Z | MEDICAL EQUIPMENT AND RELATED ACCESSORIES, SOFTWARE AND CONSUMABLES | Z12120112 | GLASSES FOR NYSTAGMUS | 5 | YES
Z | MEDICAL EQUIPMENT AND RELATED ACCESSORIES, SOFTWARE AND CONSUMABLES | Z12120113 | OPHTHALMOMETERS | 5 | YES
Z | MEDICAL EQUIPMENT AND RELATED ACCESSORIES, SOFTWARE AND CONSUMABLES | Z12120114 | OPHTHALMOSCOPES | 5 | YES
Z | MEDICAL EQUIPMENT AND RELATED ACCESSORIES, SOFTWARE AND CONSUMABLES | Z12120115 | OPTOMETERS | 5 | YES
Z | MEDICAL EQUIPMENT AND RELATED ACCESSORIES, SOFTWARE AND CONSUMABLES | Z12120116 | PACHYMETERS | 5 | YES
Z | MEDICAL EQUIPMENT AND RELATED ACCESSORIES, SOFTWARE AND CONSUMABLES | Z12120117 | INTRA-OCULAR PRESSURE REGULATORS | 5 | YES
Z | MEDICAL EQUIPMENT AND RELATED ACCESSORIES, SOFTWARE AND CONSUMABLES | Z12120118 | RETINOSCOPES | 5 | YES
Z | MEDICAL EQUIPMENT AND RELATED ACCESSORIES, SOFTWARE AND CONSUMABLES | Z12120119 | OPHTHALMOLOGICAL TREATMENT UNITS | 5 | YES
Z | MEDICAL EQUIPMENT AND RELATED ACCESSORIES, SOFTWARE AND CONSUMABLES | Z12120120 | INSTRUMENTS FOR THE ASSESSMENT OF VISUAL FUNCTIONALITY | 5 | NO
Z | MEDICAL EQUIPMENT AND RELATED ACCESSORIES, SOFTWARE AND CONSUMABLES | Z1212012001 | VISUAL FUNCTIONAL ASSESSMENT EQUIPMENT | 6 | YES
Z | MEDICAL EQUIPMENT AND RELATED ACCESSORIES, SOFTWARE AND CONSUMABLES | Z1212012002 | ADAPTOMETERS | 6 | YES
Z | MEDICAL EQUIPMENT AND RELATED ACCESSORIES, SOFTWARE AND CONSUMABLES | Z1212012003 | PERIPHERAL VISION ANALYSERS | 6 | YES
Z | MEDICAL EQUIPMENT AND RELATED ACCESSORIES, SOFTWARE AND CONSUMABLES | Z1212012004 | HESS SCREENS | 6 | YES
Z | MEDICAL EQUIPMENT AND RELATED ACCESSORIES, SOFTWARE AND CONSUMABLES | Z1212012005 | ANOMALOSCOPES | 6 | YES
Z | MEDICAL EQUIPMENT AND RELATED ACCESSORIES, SOFTWARE AND CONSUMABLES | Z1212012080 | INSTRUMENTS FOR THE ASSESSMENT OF VISUAL FUNCTIONALITY - HARDWARE ACCESSORIES | 6 | YES
Z | MEDICAL EQUIPMENT AND RELATED ACCESSORIES, SOFTWARE AND CONSUMABLES | Z1212012082 | INSTRUMENTS FOR THE ASSESSMENT OF VISUAL FUNCTIONALITY - SOFTWARE ACCESSORIES | 6 | YES
Z | MEDICAL EQUIPMENT AND RELATED ACCESSORIES, SOFTWARE AND CONSUMABLES | Z1212012085 | INSTRUMENTS FOR THE ASSESSMENT OF VISUAL FUNCTIONALITY - CONSUMABLES | 6 | YES
Z | MEDICAL EQUIPMENT AND RELATED ACCESSORIES, SOFTWARE AND CONSUMABLES | Z1212012092 | INSTRUMENTS FOR THE ASSESSMENT OF VISUAL FUNCTIONALITY - MEDICAL DEVICE SOFTWARE | 6 | YES
Z | MEDICAL EQUIPMENT AND RELATED ACCESSORIES, SOFTWARE AND CONSUMABLES | Z1212012099 | INSTRUMENTS FOR THE ASSESSMENT OF VISUAL FUNCTIONALITY - OTHER | 6 | YES
Z | MEDICAL EQUIPMENT AND RELATED ACCESSORIES, SOFTWARE AND CONSUMABLES | Z12120121 | OPTICAL CONSISTENCY TOMOGRAPHS | 5 | YES
Z | MEDICAL EQUIPMENT AND RELATED ACCESSORIES, SOFTWARE AND CONSUMABLES | Z12120122 | TONOMETERS | 5 | YES
Z | MEDICAL EQUIPMENT AND RELATED ACCESSORIES, SOFTWARE AND CONSUMABLES | Z12120123 | COMPUTERISED CORNEAL TOPOGRAPHS | 5 | YES
Z | MEDICAL EQUIPMENT AND RELATED ACCESSORIES, SOFTWARE AND CONSUMABLES | Z12120124 | VIDEO/ELECTRONYSTAGMOGRAPHS | 5 | YES
Z | MEDICAL EQUIPMENT AND RELATED ACCESSORIES, SOFTWARE AND CONSUMABLES | Z12120125 | PUPILLOMETERS | 5 | YES
Z | MEDICAL EQUIPMENT AND RELATED ACCESSORIES, SOFTWARE AND CONSUMABLES | Z12120180 | OPHTALMOLOGY ASSESSMENTS AND DIAGNOSIS INSTRUMENTS - HARDWARE ACCESSORIES | 5 | YES
Z | MEDICAL EQUIPMENT AND RELATED ACCESSORIES, SOFTWARE AND CONSUMABLES | Z12120182 | OPHTALMOLOGY ASSESSMENTS AND DIAGNOSIS INSTRUMENTS - SOFTWARE ACCESSORIES | 5 | YES
Z | MEDICAL EQUIPMENT AND RELATED ACCESSORIES, SOFTWARE AND CONSUMABLES | Z12120185 | OPHTALMOLOGY ASSESSMENTS AND DIAGNOSIS INSTRUMENTS - CONSUMABLES | 5 | YES
Z | MEDICAL EQUIPMENT AND RELATED ACCESSORIES, SOFTWARE AND CONSUMABLES | Z12120192 | OPHTALMOLOGY ASSESSMENTS AND DIAGNOSIS INSTRUMENTS - MEDICAL DEVICE SOFTWARE | 5 | YES
Z | MEDICAL EQUIPMENT AND RELATED ACCESSORIES, SOFTWARE AND CONSUMABLES | Z12120199 | OPHTALMOLOGY ASSESSMENTS AND DIAGNOSIS INSTRUMENTS – OTHER | 5 | YES
Z | MEDICAL EQUIPMENT AND RELATED ACCESSORIES, SOFTWARE AND CONSUMABLES | Z121202 | THERAPEUTIC AND SURGICAL OPHTHOLMOLOGICAL TREATMENTS INSTRUMENTS | 4 | NO
Z | MEDICAL EQUIPMENT AND RELATED ACCESSORIES, SOFTWARE AND CONSUMABLES | Z12120201 | CROSS–EYE CONVERGENCE TRAINERS | 5 | YES
Z | MEDICAL EQUIPMENT AND RELATED ACCESSORIES, SOFTWARE AND CONSUMABLES | Z12120202 | LASER PHOTOCOAGULATORS | 5 | YES
Z | MEDICAL EQUIPMENT AND RELATED ACCESSORIES, SOFTWARE AND CONSUMABLES | Z12120203 | CORNEAL MILLER | 5 | YES
Z | MEDICAL EQUIPMENT AND RELATED ACCESSORIES, SOFTWARE AND CONSUMABLES | Z12120204 | SYNOPTISCOPES | 5 | YES
Z | MEDICAL EQUIPMENT AND RELATED ACCESSORIES, SOFTWARE AND CONSUMABLES | Z12120205 | INSTRUMENTS FOR MICROKERATOME SURGERY | 5 | NO
Z | MEDICAL EQUIPMENT AND RELATED ACCESSORIES, SOFTWARE AND CONSUMABLES | Z1212020501 | MICROKERATOME LASERS | 6 | YES
Z | MEDICAL EQUIPMENT AND RELATED ACCESSORIES, SOFTWARE AND CONSUMABLES | Z1212020502 | MICROBLADE MICROKERATOMES | 6 | YES
Z | MEDICAL EQUIPMENT AND RELATED ACCESSORIES, SOFTWARE AND CONSUMABLES | Z1212020580 | MICROKERATOMY INSTRUMENTS - HARDWARE ACCESSORIES | 6 | YES
Z | MEDICAL EQUIPMENT AND RELATED ACCESSORIES, SOFTWARE AND CONSUMABLES | Z1212020582 | MICROKERATOMY INSTRUMENTS - SOFTWARE ACCESSORIES | 6 | YES
Z | MEDICAL EQUIPMENT AND RELATED ACCESSORIES, SOFTWARE AND CONSUMABLES | Z1212020585 | MICROKERATOMY INSTRUMENTS - CONSUMABLES | 6 | YES
Z | MEDICAL EQUIPMENT AND RELATED ACCESSORIES, SOFTWARE AND CONSUMABLES | Z1212020592 | MICROKERATOMY INSTRUMENTS - MEDICAL DEVICE SOFTWARE | 6 | YES
Z | MEDICAL EQUIPMENT AND RELATED ACCESSORIES, SOFTWARE AND CONSUMABLES | Z1212020599 | MICROKERATOMY INSTRUMENTS - OTHER | 6 | YES
Z | MEDICAL EQUIPMENT AND RELATED ACCESSORIES, SOFTWARE AND CONSUMABLES | Z12120206 | OPHTHALMIC ELECTROSURGERY INSTRUMENTS | 5 | NO
Z | MEDICAL EQUIPMENT AND RELATED ACCESSORIES, SOFTWARE AND CONSUMABLES | Z1212020601 | OPHTHALMIC ELECTROSURGERY EQUIPMENT | 6 | YES
Z | MEDICAL EQUIPMENT AND RELATED ACCESSORIES, SOFTWARE AND CONSUMABLES | Z1212020602 | OPHTHALMIC MICRODIATHERMY COAGULATORS | 6 | YES
Z | MEDICAL EQUIPMENT AND RELATED ACCESSORIES, SOFTWARE AND CONSUMABLES | Z1212020680 | OPHTHALMIC ELECTROSURGERY INSTRUMENTS - HARDWARE ACCESSORIES | 6 | YES
Z | MEDICAL EQUIPMENT AND RELATED ACCESSORIES, SOFTWARE AND CONSUMABLES | Z1212020682 | OPHTHALMIC ELECTROSURGERY INSTRUMENTS - SOFTWARE ACCESSORIES | 6 | YES
Z | MEDICAL EQUIPMENT AND RELATED ACCESSORIES, SOFTWARE AND CONSUMABLES | Z1212020685 | OPHTHALMIC ELECTROSURGERY INSTRUMENTS - CONSUMABLES | 6 | YES
Z | MEDICAL EQUIPMENT AND RELATED ACCESSORIES, SOFTWARE AND CONSUMABLES | Z1212020692 | OPHTHALMIC ELECTROSURGERY INSTRUMENTS - MEDICAL DEVICE SOFTWARE | 6 | YES
Z | MEDICAL EQUIPMENT AND RELATED ACCESSORIES, SOFTWARE AND CONSUMABLES | Z1212020699 | OPHTHALMIC ELECTROSURGERY INSTRUMENTS – OTHER | 6 | YES
Z | MEDICAL EQUIPMENT AND RELATED ACCESSORIES, SOFTWARE AND CONSUMABLES | Z12120207 | PHACO-VITRECTOMY INSTRUMENTS | 5 | NO
Z | MEDICAL EQUIPMENT AND RELATED ACCESSORIES, SOFTWARE AND CONSUMABLES | Z1212020701 | PHACO-EMULSIFIERS | 6 | YES
Z | MEDICAL EQUIPMENT AND RELATED ACCESSORIES, SOFTWARE AND CONSUMABLES | Z1212020702 | PHACO-VITRECTOMY SYSTEMS | 6 | YES
Z | MEDICAL EQUIPMENT AND RELATED ACCESSORIES, SOFTWARE AND CONSUMABLES | Z1212020703 | VITRECTOMES | 6 | YES
Z | MEDICAL EQUIPMENT AND RELATED ACCESSORIES, SOFTWARE AND CONSUMABLES | Z1212020780 | PHACO-VITRECTOMY INSTRUMENTS - HARDWARE ACCESSORIES | 6 | YES
Z | MEDICAL EQUIPMENT AND RELATED ACCESSORIES, SOFTWARE AND CONSUMABLES | Z1212020782 | PHACO-VITRECTOMY INSTRUMENTS - SOFTWARE ACCESSORIES | 6 | YES
Z | MEDICAL EQUIPMENT AND RELATED ACCESSORIES, SOFTWARE AND CONSUMABLES | Z1212020785 | PHACO-VITRECTOMY INSTRUMENTS - CONSUMABLES | 6 | YES
Z | MEDICAL EQUIPMENT AND RELATED ACCESSORIES, SOFTWARE AND CONSUMABLES | Z1212020792 | PHACO-VITRECTOMY INSTRUMENTS - MEDICAL DEVICE SOFTWARE | 6 | YES
Z | MEDICAL EQUIPMENT AND RELATED ACCESSORIES, SOFTWARE AND CONSUMABLES | Z1212020799 | PHACO-VITRECTOMY INSTRUMENTS - OTHER | 6 | YES
Z | MEDICAL EQUIPMENT AND RELATED ACCESSORIES, SOFTWARE AND CONSUMABLES | Z12120208 | CORNEAL DRILLS | 5 | YES
Z | MEDICAL EQUIPMENT AND RELATED ACCESSORIES, SOFTWARE AND CONSUMABLES | Z12120280 | THERAPEUTIC AND SURGICAL OPHTHOLMOLOGICAL TREATMENTS INSTRUMENTS - HARDWARE ACCESSORIES | 5 | YES
Z | MEDICAL EQUIPMENT AND RELATED ACCESSORIES, SOFTWARE AND CONSUMABLES | Z12120282 | THERAPEUTIC AND SURGICAL OPHTHOLMOLOGICAL TREATMENTS INSTRUMENTS - SOFTWARE ACCESSORIES | 5 | YES
Z | MEDICAL EQUIPMENT AND RELATED ACCESSORIES, SOFTWARE AND CONSUMABLES | Z12120285 | THERAPEUTIC AND SURGICAL OPHTHOLMOLOGICAL TREATMENTS INSTRUMENTS - CONSUMABLES | 5 | YES
Z | MEDICAL EQUIPMENT AND RELATED ACCESSORIES, SOFTWARE AND CONSUMABLES | Z12120292 | THERAPEUTIC AND SURGICAL OPHTHOLMOLOGICAL TREATMENTS INSTRUMENTS - MEDICAL DEVICE SOFTWARE | 5 | YES
Z | MEDICAL EQUIPMENT AND RELATED ACCESSORIES, SOFTWARE AND CONSUMABLES | Z12120299 | THERAPEUTIC AND SURGICAL OPHTHOLMOLOGICAL TREATMENTS INSTRUMENTS - OTHER | 5 | YES
Z | MEDICAL EQUIPMENT AND RELATED ACCESSORIES, SOFTWARE AND CONSUMABLES | Z121290 | VARIOUS OPHTALMOLOGY INSTRUMENTS | 4 | NO
Z | MEDICAL EQUIPMENT AND RELATED ACCESSORIES, SOFTWARE AND CONSUMABLES | Z12129001 | OPHTHALMOLOGICAL INSTRUMENT STANDS | 5 | YES
Z | MEDICAL EQUIPMENT AND RELATED ACCESSORIES, SOFTWARE AND CONSUMABLES | Z12129080 | VARIOUS OPHTALMOLOGY INSTRUMENTS - HARDWARE ACCESSORIES | 5 | YES
Z | MEDICAL EQUIPMENT AND RELATED ACCESSORIES, SOFTWARE AND CONSUMABLES | Z12129082 | VARIOUS OPHTALMOLOGY INSTRUMENTS - SOFTWARE ACCESSORIES | 5 | YES
Z | MEDICAL EQUIPMENT AND RELATED ACCESSORIES, SOFTWARE AND CONSUMABLES | Z12129085 | VARIOUS OPHTALMOLOGY INSTRUMENTS - CONSUMABLES | 5 | YES
Z | MEDICAL EQUIPMENT AND RELATED ACCESSORIES, SOFTWARE AND CONSUMABLES | Z12129092 | VARIOUS OPHTALMOLOGY INSTRUMENTS - MEDICAL DEVICE SOFTWARE | 5 | YES
Z | MEDICAL EQUIPMENT AND RELATED ACCESSORIES, SOFTWARE AND CONSUMABLES | Z12129099 | VARIOUS OPHTALMOLOGY INSTRUMENTS - OTHER | 5 | YES
Z | MEDICAL EQUIPMENT AND RELATED ACCESSORIES, SOFTWARE AND CONSUMABLES | Z1213 | ORTHOPAEDIC INSTRUMENTS | 3 | NO
Z | MEDICAL EQUIPMENT AND RELATED ACCESSORIES, SOFTWARE AND CONSUMABLES | Z121301 | PERCUTANEOUS DISCECTOMY EQUIPMENT | 4 | YES
Z | MEDICAL EQUIPMENT AND RELATED ACCESSORIES, SOFTWARE AND CONSUMABLES | Z121302 | ORTHOPAEDIC TRACTION INSTRUMENTS | 4 | NO
Z | MEDICAL EQUIPMENT AND RELATED ACCESSORIES, SOFTWARE AND CONSUMABLES | Z12130201 | TRACTION BEDS | 5 | YES
Z | MEDICAL EQUIPMENT AND RELATED ACCESSORIES, SOFTWARE AND CONSUMABLES | Z12130202 | TRACTION SYSTEMS | 5 | YES
Z | MEDICAL EQUIPMENT AND RELATED ACCESSORIES, SOFTWARE AND CONSUMABLES | Z12130280 | ORTHOPAEDIC TRACTION INSTRUMENTS – HARDWARE ACCESSORIES | 5 | YES
Z | MEDICAL EQUIPMENT AND RELATED ACCESSORIES, SOFTWARE AND CONSUMABLES | Z12130282 | ORTHOPAEDIC TRACTION INSTRUMENTS – SOFTWARE ACCESSORIES | 5 | YES
Z | MEDICAL EQUIPMENT AND RELATED ACCESSORIES, SOFTWARE AND CONSUMABLES | Z12130285 | ORTHOPAEDIC TRACTION INSTRUMENTS - CONSUMABLES | 5 | YES
Z | MEDICAL EQUIPMENT AND RELATED ACCESSORIES, SOFTWARE AND CONSUMABLES | Z12130292 | ORTHOPAEDIC TRACTION INSTRUMENTS - MEDICAL DEVICE SOFTWARE | 5 | YES
Z | MEDICAL EQUIPMENT AND RELATED ACCESSORIES, SOFTWARE AND CONSUMABLES | Z121303 | BONE GROWTH STIMULATION INSTRUMENTS | 4 | NO
Z | MEDICAL EQUIPMENT AND RELATED ACCESSORIES, SOFTWARE AND CONSUMABLES | Z12130301 | BONE GROWTH STIMULATORS | 5 | YES
Z | MEDICAL EQUIPMENT AND RELATED ACCESSORIES, SOFTWARE AND CONSUMABLES | Z12130380 | BONE GROWTH STIMULATION INSTRUMENTS - HARDWARE ACCESSORIES | 5 | YES
Z | MEDICAL EQUIPMENT AND RELATED ACCESSORIES, SOFTWARE AND CONSUMABLES | Z12130382 | BONE GROWTH STIMULATION INSTRUMENTS - SOFTWARE ACCESSORIES | 5 | YES
Z | MEDICAL EQUIPMENT AND RELATED ACCESSORIES, SOFTWARE AND CONSUMABLES | Z12130385 | BONE GROWTH STIMULATION INSTRUMENTS - CONSUMABLES | 5 | YES
Z | MEDICAL EQUIPMENT AND RELATED ACCESSORIES, SOFTWARE AND CONSUMABLES | Z12130392 | BONE GROWTH STIMULATION INSTRUMENTS - MEDICAL DEVICE SOFTWARE | 5 | YES
Z | MEDICAL EQUIPMENT AND RELATED ACCESSORIES, SOFTWARE AND CONSUMABLES | Z121304 | STEREOTACTIC ORTHOPAEDIC SURGERY INSTRUMENTS | 4 | NO
Z | MEDICAL EQUIPMENT AND RELATED ACCESSORIES, SOFTWARE AND CONSUMABLES | Z12130401 | STEREOTACTIC ORTHOPAEDIC SURGERY SYSTEMS | 5 | YES
Z | MEDICAL EQUIPMENT AND RELATED ACCESSORIES, SOFTWARE AND CONSUMABLES | Z12130480 | STEREOTACTIC ORTHOPAEDIC SURGERY INSTRUMENTS - HARDWARE ACCESSORIES | 5 | YES
Z | MEDICAL EQUIPMENT AND RELATED ACCESSORIES, SOFTWARE AND CONSUMABLES | Z12130482 | STEREOTACTIC ORTHOPAEDIC SURGERY INSTRUMENTS - SOFTWARE ACCESSORIES | 5 | YES
Z | MEDICAL EQUIPMENT AND RELATED ACCESSORIES, SOFTWARE AND CONSUMABLES | Z12130485 | STEREOTACTIC ORTHOPAEDIC SURGERY INSTRUMENTS - CONSUMABLES | 5 | YES
Z | MEDICAL EQUIPMENT AND RELATED ACCESSORIES, SOFTWARE AND CONSUMABLES | Z12130492 | STEREOTACTIC ORTHOPAEDIC SURGERY INSTRUMENTS - MEDICAL DEVICE SOFTWARE | 5 | YES
Z | MEDICAL EQUIPMENT AND RELATED ACCESSORIES, SOFTWARE AND CONSUMABLES | Z121305 | MOTORISED ORTHOPAEDIC SURGERY SYSTEM INSTRUMENTS | 4 | NO
Z | MEDICAL EQUIPMENT AND RELATED ACCESSORIES, SOFTWARE AND CONSUMABLES | Z12130501 | MOTORISED ORTHOPAEDIC SURGERY SYSTEMS | 5 | YES
Z | MEDICAL EQUIPMENT AND RELATED ACCESSORIES, SOFTWARE AND CONSUMABLES | Z12130502 | ORTHOPAEDIC SURGICAL SAWS | 5 | YES
Z | MEDICAL EQUIPMENT AND RELATED ACCESSORIES, SOFTWARE AND CONSUMABLES | Z12130503 | ORTHOPAEDIC SURGICAL DRILLS | 5 | YES
Z | MEDICAL EQUIPMENT AND RELATED ACCESSORIES, SOFTWARE AND CONSUMABLES | Z12130580 | MOTORISED ORTHOPAEDIC SURGERY SYSTEM INSTRUMENTS - HARDWARE ACCESSORIES | 5 | YES
Z | MEDICAL EQUIPMENT AND RELATED ACCESSORIES, SOFTWARE AND CONSUMABLES | Z12130582 | MOTORISED ORTHOPAEDIC SURGERY SYSTEM INSTRUMENTS - SOFTWARE ACCESSORIES | 5 | YES
Z | MEDICAL EQUIPMENT AND RELATED ACCESSORIES, SOFTWARE AND CONSUMABLES | Z12130585 | MOTORISED ORTHOPAEDIC SURGERY SYSTEM INSTRUMENTS - CONSUMABLES | 5 | YES
Z | MEDICAL EQUIPMENT AND RELATED ACCESSORIES, SOFTWARE AND CONSUMABLES | Z12130592 | MOTORISED ORTHOPAEDIC SURGERY SYSTEM INSTRUMENTS - MEDICAL DEVICE SOFTWARE | 5 | YES
Z | MEDICAL EQUIPMENT AND RELATED ACCESSORIES, SOFTWARE AND CONSUMABLES | Z12130599 | MOTORISED ORTHOPAEDIC SURGERY SYSTEM INSTRUMENTS - OTHER | 5 | YES
Z | MEDICAL EQUIPMENT AND RELATED ACCESSORIES, SOFTWARE AND CONSUMABLES | Z121390 | VARIOUS ORTHOPAEDIC AND TRAUMATOLOGY INSTRUMENTS | 4 | NO
Z | MEDICAL EQUIPMENT AND RELATED ACCESSORIES, SOFTWARE AND CONSUMABLES | Z12139001 | SHOCK WAVE THERAPY EQUIPMENT | 5 | YES
Z | MEDICAL EQUIPMENT AND RELATED ACCESSORIES, SOFTWARE AND CONSUMABLES | Z12139002 | PROSTHETIC CEMENT REMOVAL EQUIPMENT | 5 | YES
Z | MEDICAL EQUIPMENT AND RELATED ACCESSORIES, SOFTWARE AND CONSUMABLES | Z12139003 | PODOSCOPE SYSTEMS | 5 | YES
Z | MEDICAL EQUIPMENT AND RELATED ACCESSORIES, SOFTWARE AND CONSUMABLES | Z12139004 | PODOLOGICAL TREATMENT UNITS | 5 | YES
Z | MEDICAL EQUIPMENT AND RELATED ACCESSORIES, SOFTWARE AND CONSUMABLES | Z12139005 | PLASTER CAST SAWS | 5 | YES
Z | MEDICAL EQUIPMENT AND RELATED ACCESSORIES, SOFTWARE AND CONSUMABLES | Z12139006 | PNEUMATIC TOURNIQUETS | 5 | YES
Z | MEDICAL EQUIPMENT AND RELATED ACCESSORIES, SOFTWARE AND CONSUMABLES | Z12139080 | VARIOUS ORTHOPAEDIC AND TRAUMATOLOGY INSTRUMENTS - HARDWARE ACCESSORIES | 5 | YES
Z | MEDICAL EQUIPMENT AND RELATED ACCESSORIES, SOFTWARE AND CONSUMABLES | Z12139082 | VARIOUS ORTHOPAEDIC AND TRAUMATOLOGY INSTRUMENTS - SOFTWARE ACCESSORIES | 5 | YES
Z | MEDICAL EQUIPMENT AND RELATED ACCESSORIES, SOFTWARE AND CONSUMABLES | Z12139085 | VARIOUS ORTHOPAEDIC AND TRAUMATOLOGY INSTRUMENTS - CONSUMABLES | 5 | YES
Z | MEDICAL EQUIPMENT AND RELATED ACCESSORIES, SOFTWARE AND CONSUMABLES | Z12139092 | VARIOUS ORTHOPAEDIC AND TRAUMATOLOGY INSTRUMENTS - MEDICAL DEVICE SOFTWARE | 5 | YES
Z | MEDICAL EQUIPMENT AND RELATED ACCESSORIES, SOFTWARE AND CONSUMABLES | Z12139099 | VARIOUS ORTHOPAEDIC AND TRAUMATOLOGY INSTRUMENTS - OTHER | 5 | YES
Z | MEDICAL EQUIPMENT AND RELATED ACCESSORIES, SOFTWARE AND CONSUMABLES | Z1214 | ENT INSTRUMENTS | 3 | NO
Z | MEDICAL EQUIPMENT AND RELATED ACCESSORIES, SOFTWARE AND CONSUMABLES | Z121401 | AUDIOMETERS | 4 | YES
Z | MEDICAL EQUIPMENT AND RELATED ACCESSORIES, SOFTWARE AND CONSUMABLES | Z121402 | ENT TREATMENT UNITS | 4 | YES
Z | MEDICAL EQUIPMENT AND RELATED ACCESSORIES, SOFTWARE AND CONSUMABLES | Z121403 | EVOKED POTENTIAL AUDIOMETRY INSTRUMENTS | 4 | NO
Z | MEDICAL EQUIPMENT AND RELATED ACCESSORIES, SOFTWARE AND CONSUMABLES | Z12140301 | EVOKED POTENTIAL AUDIOMETRY INTEGRATED SYSTEMS | 5 | YES
Z | MEDICAL EQUIPMENT AND RELATED ACCESSORIES, SOFTWARE AND CONSUMABLES | Z12140302 | EVOKED POTENTIAL AUDIOMETRY EQUIPMENTS | 5 | YES
Z | MEDICAL EQUIPMENT AND RELATED ACCESSORIES, SOFTWARE AND CONSUMABLES | Z12140380 | EVOKED POTENTIAL AUDIOMETRY INSTRUMENTS - HARDWARE ACCESSORIES | 5 | YES
Z | MEDICAL EQUIPMENT AND RELATED ACCESSORIES, SOFTWARE AND CONSUMABLES | Z12140382 | EVOKED POTENTIAL AUDIOMETRY INSTRUMENTS - SOFTWARE ACCESSORIES | 5 | YES
Z | MEDICAL EQUIPMENT AND RELATED ACCESSORIES, SOFTWARE AND CONSUMABLES | Z12140385 | EVOKED POTENTIAL AUDIOMETRY INSTRUMENTS - CONSUMABLES | 5 | YES
Z | MEDICAL EQUIPMENT AND RELATED ACCESSORIES, SOFTWARE AND CONSUMABLES | Z12140392 | EVOKED POTENTIAL AUDIOMETRY INSTRUMENTS - MEDICAL DEVICE SOFTWARE | 5 | YES
Z | MEDICAL EQUIPMENT AND RELATED ACCESSORIES, SOFTWARE AND CONSUMABLES | Z121404 | VESTIBULAR SYSTEM ANALYSIS INSTRUMENTS | 4 | NO
Z | MEDICAL EQUIPMENT AND RELATED ACCESSORIES, SOFTWARE AND CONSUMABLES | Z12140401 | VESTIBULAR ASSESSMENT SYSTEMS | 5 | YES
Z | MEDICAL EQUIPMENT AND RELATED ACCESSORIES, SOFTWARE AND CONSUMABLES | Z12140402 | VESTIBULAR ASSESSMENT STABILOMETRIC PLATFORMS | 5 | YES
Z | MEDICAL EQUIPMENT AND RELATED ACCESSORIES, SOFTWARE AND CONSUMABLES | Z12140403 | ROTATING PENDULAR CHAIRS | 5 | YES
Z | MEDICAL EQUIPMENT AND RELATED ACCESSORIES, SOFTWARE AND CONSUMABLES | Z12140404 | POSTUROGRAPHY SYSTEMS | 5 | YES
Z | MEDICAL EQUIPMENT AND RELATED ACCESSORIES, SOFTWARE AND CONSUMABLES | Z12140480 | VESTIBULAR SYSTEM ANALYSIS INSTRUMENTS - HARDWARE ACCESSORIES | 5 | YES
Z | MEDICAL EQUIPMENT AND RELATED ACCESSORIES, SOFTWARE AND CONSUMABLES | Z12140482 | VESTIBULAR SYSTEM ANALYSIS INSTRUMENTS - SOFTWARE ACCESSORIES | 5 | YES
Z | MEDICAL EQUIPMENT AND RELATED ACCESSORIES, SOFTWARE AND CONSUMABLES | Z12140485 | VESTIBULAR SYSTEM ANALYSIS INSTRUMENTS - CONSUMABLES | 5 | YES
Z | MEDICAL EQUIPMENT AND RELATED ACCESSORIES, SOFTWARE AND CONSUMABLES | Z12140492 | VESTIBULAR SYSTEM ANALYSIS INSTRUMENTS - MEDICAL DEVICE SOFTWARE | 5 | YES
Z | MEDICAL EQUIPMENT AND RELATED ACCESSORIES, SOFTWARE AND CONSUMABLES | Z121405 | STEREOTACTIC ENT SURGERY INSTRUMENTS | 4 | NO
Z | MEDICAL EQUIPMENT AND RELATED ACCESSORIES, SOFTWARE AND CONSUMABLES | Z12140501 | STEREOTACTIC ENT SURGERY SYSTEMS | 5 | YES
Z | MEDICAL EQUIPMENT AND RELATED ACCESSORIES, SOFTWARE AND CONSUMABLES | Z12140580 | STEREOTACTIC ENT SURGERY INSTRUMENTS - HARDWARE ACCESSORIES | 5 | YES
Z | MEDICAL EQUIPMENT AND RELATED ACCESSORIES, SOFTWARE AND CONSUMABLES | Z12140582 | STEREOTACTIC ENT SURGERY INSTRUMENTS - SOFTWARE ACCESSORIES | 5 | YES
Z | MEDICAL EQUIPMENT AND RELATED ACCESSORIES, SOFTWARE AND CONSUMABLES | Z12140585 | STEREOTACTIC ENT SURGERY INSTRUMENTS - CONSUMABLES | 5 | YES
Z | MEDICAL EQUIPMENT AND RELATED ACCESSORIES, SOFTWARE AND CONSUMABLES | Z12140592 | STEREOTACTIC ENT SURGERY INSTRUMENTS - MEDICAL DEVICE SOFTWARE | 5 | YES
Z | MEDICAL EQUIPMENT AND RELATED ACCESSORIES, SOFTWARE AND CONSUMABLES | Z121490 | VARIOUS ENT INSTRUMENTS | 4 | NO
Z | MEDICAL EQUIPMENT AND RELATED ACCESSORIES, SOFTWARE AND CONSUMABLES | Z12149001 | OTOACOUSTIC EMISSIONS EQUIPMENT | 5 | YES
Z | MEDICAL EQUIPMENT AND RELATED ACCESSORIES, SOFTWARE AND CONSUMABLES | Z12149002 | AUDIOMETRIC CHAMBERS | 5 | YES
Z | MEDICAL EQUIPMENT AND RELATED ACCESSORIES, SOFTWARE AND CONSUMABLES | Z12149003 | OLFACTOMETERS | 5 | YES
Z | MEDICAL EQUIPMENT AND RELATED ACCESSORIES, SOFTWARE AND CONSUMABLES | Z12149004 | OTO-CALORIC STIMULATORS | 5 | YES
Z | MEDICAL EQUIPMENT AND RELATED ACCESSORIES, SOFTWARE AND CONSUMABLES | Z12149005 | IMPEDANCE METERS FOR THE AUDITORY SYSTEM | 5 | YES
Z | MEDICAL EQUIPMENT AND RELATED ACCESSORIES, SOFTWARE AND CONSUMABLES | Z12149006 | DIRECT OUTPATIENT OTOSCOPES | 5 | YES
Z | MEDICAL EQUIPMENT AND RELATED ACCESSORIES, SOFTWARE AND CONSUMABLES | Z12149007 | OTOLOGICAL DRILLS | 5 | YES
Z | MEDICAL EQUIPMENT AND RELATED ACCESSORIES, SOFTWARE AND CONSUMABLES | Z12149008 | RHINOANEMOMETERS | 5 | YES
Z | MEDICAL EQUIPMENT AND RELATED ACCESSORIES, SOFTWARE AND CONSUMABLES | Z12149009 | RHINOMETERS | 5 | YES
Z | MEDICAL EQUIPMENT AND RELATED ACCESSORIES, SOFTWARE AND CONSUMABLES | Z12149010 | VOICE DISPLAYS | 5 | YES
Z | MEDICAL EQUIPMENT AND RELATED ACCESSORIES, SOFTWARE AND CONSUMABLES | Z12149011 | ELECTRIC PHARYNGEAL STIMULATORS | 5 | YES
Z | MEDICAL EQUIPMENT AND RELATED ACCESSORIES, SOFTWARE AND CONSUMABLES | Z12149080 | VARIOUS ENT INSTRUMENTS - HARDWARE ACCESSORIES | 5 | YES
Z | MEDICAL EQUIPMENT AND RELATED ACCESSORIES, SOFTWARE AND CONSUMABLES | Z12149082 | VARIOUS ENT INSTRUMENTS - SOFTWARE ACCESSORIES | 5 | YES
Z | MEDICAL EQUIPMENT AND RELATED ACCESSORIES, SOFTWARE AND CONSUMABLES | Z12149085 | VARIOUS ENT INSTRUMENTS - CONSUMABLES | 5 | YES
Z | MEDICAL EQUIPMENT AND RELATED ACCESSORIES, SOFTWARE AND CONSUMABLES | Z12149092 | VARIOUS ENT INSTRUMENTS - MEDICAL DEVICE SOFTWARE | 5 | YES
Z | MEDICAL EQUIPMENT AND RELATED ACCESSORIES, SOFTWARE AND CONSUMABLES | Z12149099 | VARIOUS ENT INSTRUMENTS - OTHER | 5 | YES
Z | MEDICAL EQUIPMENT AND RELATED ACCESSORIES, SOFTWARE AND CONSUMABLES | Z1215 | PNEUMONOLOGY AND RESPIRATORY PHYSIOPATHOLOGY INSTRUMENTS | 3 | NO
Z | MEDICAL EQUIPMENT AND RELATED ACCESSORIES, SOFTWARE AND CONSUMABLES | Z121501 | SPIROMETRY INSTRUMENTS | 4 | NO
Z | MEDICAL EQUIPMENT AND RELATED ACCESSORIES, SOFTWARE AND CONSUMABLES | Z12150101 | CLINICAL/DIAGNOSTIC SPIROMETERS | 5 | YES
Z | MEDICAL EQUIPMENT AND RELATED ACCESSORIES, SOFTWARE AND CONSUMABLES | Z12150102 | PEAK FLOW SPIROMETERS | 5 | YES
Z | MEDICAL EQUIPMENT AND RELATED ACCESSORIES, SOFTWARE AND CONSUMABLES | Z12150180 | SPIROMETRY INSTRUMENTS - HARDWARE ACCESSORIES | 5 | YES
Z | MEDICAL EQUIPMENT AND RELATED ACCESSORIES, SOFTWARE AND CONSUMABLES | Z12150182 | SPIROMETRY INSTRUMENTS - SOFTWARE ACCESSORIES | 5 | YES
Z | MEDICAL EQUIPMENT AND RELATED ACCESSORIES, SOFTWARE AND CONSUMABLES | Z12150185 | SPIROMETRY INSTRUMENTS - CONSUMABLES | 5 | YES
Z | MEDICAL EQUIPMENT AND RELATED ACCESSORIES, SOFTWARE AND CONSUMABLES | Z12150192 | SPIROMETRY INSTRUMENTS - MEDICAL DEVICE SOFTWARE | 5 | YES
Z | MEDICAL EQUIPMENT AND RELATED ACCESSORIES, SOFTWARE AND CONSUMABLES | Z12150199 | SPIROMETRY INSTRUMENTS - OTHER | 5 | YES
Z | MEDICAL EQUIPMENT AND RELATED ACCESSORIES, SOFTWARE AND CONSUMABLES | Z121502 | SPIROMETRIC TELEMETRY INSTRUMENTS | 4 | NO
Z | MEDICAL EQUIPMENT AND RELATED ACCESSORIES, SOFTWARE AND CONSUMABLES | Z12150201 | COMPLETE SPIROMETRIC TELEMETRY SYSTEMS | 5 | YES
Z | MEDICAL EQUIPMENT AND RELATED ACCESSORIES, SOFTWARE AND CONSUMABLES | Z12150202 | SPIROMETRIC TELEMETRY RECEIVERS | 5 | YES
Z | MEDICAL EQUIPMENT AND RELATED ACCESSORIES, SOFTWARE AND CONSUMABLES | Z12150203 | SPIROMETRIC TELEMETRY TRANSMITTERS | 5 | YES
Z | MEDICAL EQUIPMENT AND RELATED ACCESSORIES, SOFTWARE AND CONSUMABLES | Z12150280 | SPIROMETRIC TELEMETRY INSTRUMENTS - HARDWARE ACCESSORIES | 5 | YES
Z | MEDICAL EQUIPMENT AND RELATED ACCESSORIES, SOFTWARE AND CONSUMABLES | Z12150282 | SPIROMETRIC TELEMETRY INSTRUMENTS - SOFTWARE ACCESSORIES | 5 | YES
Z | MEDICAL EQUIPMENT AND RELATED ACCESSORIES, SOFTWARE AND CONSUMABLES | Z12150285 | SPIROMETRIC TELEMETRY INSTRUMENTS - CONSUMABLES | 5 | YES
Z | MEDICAL EQUIPMENT AND RELATED ACCESSORIES, SOFTWARE AND CONSUMABLES | Z12150292 | SPIROMETRIC TELEMETRY INSTRUMENTS - MEDICAL DEVICE SOFTWARE | 5 | YES
Z | MEDICAL EQUIPMENT AND RELATED ACCESSORIES, SOFTWARE AND CONSUMABLES | Z121590 | VARIOUS PNEUMOLOGY AND RESPIRATORY PHYSIOPATHOLOGY INSTRUMENTS | 4 | NO
Z | MEDICAL EQUIPMENT AND RELATED ACCESSORIES, SOFTWARE AND CONSUMABLES | Z12159001 | NITROGEN ANALYSERS | 5 | YES
Z | MEDICAL EQUIPMENT AND RELATED ACCESSORIES, SOFTWARE AND CONSUMABLES | Z12159002 | AEROSOL EQUIPMENT | 5 | YES
Z | MEDICAL EQUIPMENT AND RELATED ACCESSORIES, SOFTWARE AND CONSUMABLES | Z12159003 | DIFFUSION ANALYSIS EQUIPMENT | 5 | YES
Z | MEDICAL EQUIPMENT AND RELATED ACCESSORIES, SOFTWARE AND CONSUMABLES | Z12159004 | OXYGEN CONCENTRATORS | 5 | YES
Z | MEDICAL EQUIPMENT AND RELATED ACCESSORIES, SOFTWARE AND CONSUMABLES | Z12159005 | BRONCHOSTIMULATION DOSIMETERS | 5 | YES
Z | MEDICAL EQUIPMENT AND RELATED ACCESSORIES, SOFTWARE AND CONSUMABLES | Z12159006 | EXPIRATED GAS ANALYSERS | 5 | YES
Z | MEDICAL EQUIPMENT AND RELATED ACCESSORIES, SOFTWARE AND CONSUMABLES | Z12159007 | BODY PLETHYSMOGRAPHS | 5 | YES
Z | MEDICAL EQUIPMENT AND RELATED ACCESSORIES, SOFTWARE AND CONSUMABLES | Z12159008 | PNEUMOTACHOGRAPHS | 5 | YES
Z | MEDICAL EQUIPMENT AND RELATED ACCESSORIES, SOFTWARE AND CONSUMABLES | Z12159009 | EQUIPMENT FOR REMOVAL OF SECRETIONS | 5 | YES
Z | MEDICAL EQUIPMENT AND RELATED ACCESSORIES, SOFTWARE AND CONSUMABLES | Z12159010 | RHINOMANOMETERS | 5 | YES
Z | MEDICAL EQUIPMENT AND RELATED ACCESSORIES, SOFTWARE AND CONSUMABLES | Z12159011 | PNEUMOLOGICAL NAVIGATION SYSTEM | 5 | YES
Z | MEDICAL EQUIPMENT AND RELATED ACCESSORIES, SOFTWARE AND CONSUMABLES | Z12159080 | VARIOUS PNEUMOLOGY AND RESPIRATORY PHYSIOPATHOLOGY INSTRUMENTS - HARDWARE ACCESSORIES | 5 | YES
Z | MEDICAL EQUIPMENT AND RELATED ACCESSORIES, SOFTWARE AND CONSUMABLES | Z12159082 | VARIOUS PNEUMOLOGY AND RESPIRATORY PHYSIOPATHOLOGY INSTRUMENTS - SOFTWARE ACCESSORIES | 5 | YES
Z | MEDICAL EQUIPMENT AND RELATED ACCESSORIES, SOFTWARE AND CONSUMABLES | Z12159085 | VARIOUS PNEUMOLOGY AND RESPIRATORY PHYSIOPATHOLOGY INSTRUMENTS - CONSUMABLES | 5 | YES
Z | MEDICAL EQUIPMENT AND RELATED ACCESSORIES, SOFTWARE AND CONSUMABLES | Z12159092 | VARIOUS PNEUMOLOGY AND RESPIRATORY PHYSIOPATHOLOGY INSTRUMENTS - MEDICAL DEVICE SOFTWARE | 5 | YES
Z | MEDICAL EQUIPMENT AND RELATED ACCESSORIES, SOFTWARE AND CONSUMABLES | Z12159099 | VARIOUS PNEUMOLOGY AND RESPIRATORY PHYSIOPATHOLOGY INSTRUMENTS - OTHER | 5 | YES
Z | MEDICAL EQUIPMENT AND RELATED ACCESSORIES, SOFTWARE AND CONSUMABLES | Z1216 | UROLOGY INSTRUMENTS | 3 | NO
Z | MEDICAL EQUIPMENT AND RELATED ACCESSORIES, SOFTWARE AND CONSUMABLES | Z121601 | EXTRACORPOREAL LITHOTRIPSY INSTRUMENTS | 4 | NO
Z | MEDICAL EQUIPMENT AND RELATED ACCESSORIES, SOFTWARE AND CONSUMABLES | Z12160101 | EXTRACORPOREAL LITHOTRIPTERS | 5 | YES
Z | MEDICAL EQUIPMENT AND RELATED ACCESSORIES, SOFTWARE AND CONSUMABLES | Z12160180 | EXTRACORPOREAL LITHOTRIPSY INSTRUMENTS - HARDWARE ACCESSORIES | 5 | YES
Z | MEDICAL EQUIPMENT AND RELATED ACCESSORIES, SOFTWARE AND CONSUMABLES | Z12160182 | EXTRACORPOREAL LITHOTRIPSY INSTRUMENTS - SOFTWARE ACCESSORIES | 5 | YES
Z | MEDICAL EQUIPMENT AND RELATED ACCESSORIES, SOFTWARE AND CONSUMABLES | Z12160185 | EXTRACORPOREAL LITHOTRIPSY INSTRUMENTS - CONSUMABLES | 5 | YES
Z | MEDICAL EQUIPMENT AND RELATED ACCESSORIES, SOFTWARE AND CONSUMABLES | Z12160192 | EXTRACORPOREAL LITHOTRIPSY INSTRUMENTS - MEDICAL DEVICE SOFTWARE | 5 | YES
Z | MEDICAL EQUIPMENT AND RELATED ACCESSORIES, SOFTWARE AND CONSUMABLES | Z121602 | HOLTER SYSTEM INSTRUMENTS FOR URODYNAMIC PARAMETERS | 4 | NO
Z | MEDICAL EQUIPMENT AND RELATED ACCESSORIES, SOFTWARE AND CONSUMABLES | Z12160201 | URODYNAMIC HOLTER ANALYSERS | 5 | YES
Z | MEDICAL EQUIPMENT AND RELATED ACCESSORIES, SOFTWARE AND CONSUMABLES | Z12160202 | URODYNAMIC HOLTER RECORDERS | 5 | YES
Z | MEDICAL EQUIPMENT AND RELATED ACCESSORIES, SOFTWARE AND CONSUMABLES | Z12160280 | HOLTER SYSTEM INSTRUMENTS FOR URODYNAMIC PARAMETERS - HARDWARE ACCESSORIES | 5 | YES
Z | MEDICAL EQUIPMENT AND RELATED ACCESSORIES, SOFTWARE AND CONSUMABLES | Z12160282 | HOLTER SYSTEM INSTRUMENTS FOR URODYNAMIC PARAMETERS - SOFTWARE ACCESSORIES | 5 | YES
Z | MEDICAL EQUIPMENT AND RELATED ACCESSORIES, SOFTWARE AND CONSUMABLES | Z12160285 | HOLTER SYSTEM INSTRUMENTS FOR URODYNAMIC PARAMETERS - CONSUMABLES | 5 | YES
Z | MEDICAL EQUIPMENT AND RELATED ACCESSORIES, SOFTWARE AND CONSUMABLES | Z12160292 | HOLTER SYSTEM INSTRUMENTS FOR URODYNAMIC PARAMETERS - MEDICAL DEVICE SOFTWARE | 5 | YES
Z | MEDICAL EQUIPMENT AND RELATED ACCESSORIES, SOFTWARE AND CONSUMABLES | Z121603 | PROSTATE THERMOTHERAPY INSTRUMENTS | 4 | NO
Z | MEDICAL EQUIPMENT AND RELATED ACCESSORIES, SOFTWARE AND CONSUMABLES | Z12160301 | EQUIPMENT FOR MICROWAVE PROSTATE THERMOTHERAPY | 5 | YES
Z | MEDICAL EQUIPMENT AND RELATED ACCESSORIES, SOFTWARE AND CONSUMABLES | Z12160302 | EQUIPMENT FOR LIQUID PROSTATE THERMOTHERAPY | 5 | YES
Z | MEDICAL EQUIPMENT AND RELATED ACCESSORIES, SOFTWARE AND CONSUMABLES | Z12160303 | EQUIPMENT FOR ULTRASONIC ONCOLOGY THERAPY | 5 | YES
Z | MEDICAL EQUIPMENT AND RELATED ACCESSORIES, SOFTWARE AND CONSUMABLES | Z12160380 | PROSTATE THERMOTHERAPY INSTRUMENTS - HARDWARE ACCESSORIES | 5 | YES
Z | MEDICAL EQUIPMENT AND RELATED ACCESSORIES, SOFTWARE AND CONSUMABLES | Z12160382 | PROSTATE THERMOTHERAPY INSTRUMENTS - SOFTWARE ACCESSORIES | 5 | YES
Z | MEDICAL EQUIPMENT AND RELATED ACCESSORIES, SOFTWARE AND CONSUMABLES | Z12160385 | PROSTATE THERMOTHERAPY INSTRUMENTS - CONSUMABLES | 5 | YES
Z | MEDICAL EQUIPMENT AND RELATED ACCESSORIES, SOFTWARE AND CONSUMABLES | Z12160392 | PROSTATE THERMOTHERAPY INSTRUMENTS - MEDICAL DEVICE SOFTWARE | 5 | YES
Z | MEDICAL EQUIPMENT AND RELATED ACCESSORIES, SOFTWARE AND CONSUMABLES | Z12160399 | PROSTATE THERMOTHERAPY INSTRUMENTS - OTHER | 5 | YES
Z | MEDICAL EQUIPMENT AND RELATED ACCESSORIES, SOFTWARE AND CONSUMABLES | Z121604 | URODYNAMICS INSTRUMENTS | 4 | NO
Z | MEDICAL EQUIPMENT AND RELATED ACCESSORIES, SOFTWARE AND CONSUMABLES | Z12160401 | URODYNAMICS SYSTEMS | 5 | YES
Z | MEDICAL EQUIPMENT AND RELATED ACCESSORIES, SOFTWARE AND CONSUMABLES | Z12160480 | URODYNAMICS INSTRUMENTS - HARDWARE ACCESSORIES | 5 | YES
Z | MEDICAL EQUIPMENT AND RELATED ACCESSORIES, SOFTWARE AND CONSUMABLES | Z12160482 | URODYNAMICS INSTRUMENTS - SOFTWARE ACCESSORIES | 5 | YES
Z | MEDICAL EQUIPMENT AND RELATED ACCESSORIES, SOFTWARE AND CONSUMABLES | Z12160485 | URODYNAMICS INSTRUMENTS - CONSUMABLES | 5 | YES
Z | MEDICAL EQUIPMENT AND RELATED ACCESSORIES, SOFTWARE AND CONSUMABLES | Z12160492 | URODYNAMICS INSTRUMENTS - MEDICAL DEVICE SOFTWARE | 5 | YES
Z | MEDICAL EQUIPMENT AND RELATED ACCESSORIES, SOFTWARE AND CONSUMABLES | Z121605 | UROFLOWMETERS | 4 | YES
Z | MEDICAL EQUIPMENT AND RELATED ACCESSORIES, SOFTWARE AND CONSUMABLES | Z121690 | VARIOUS INSTRUMENTS FOR UROLOGY | 4 | NO
Z | MEDICAL EQUIPMENT AND RELATED ACCESSORIES, SOFTWARE AND CONSUMABLES | Z12169001 | PENILE TUMESCENCE MEASURING EQUIPMENT | 5 | YES
Z | MEDICAL EQUIPMENT AND RELATED ACCESSORIES, SOFTWARE AND CONSUMABLES | Z12169002 | UROLOGICAL STIMULATORS | 5 | YES
Z | MEDICAL EQUIPMENT AND RELATED ACCESSORIES, SOFTWARE AND CONSUMABLES | Z12169003 | EJACULATION STIMULATORS | 5 | YES
Z | MEDICAL EQUIPMENT AND RELATED ACCESSORIES, SOFTWARE AND CONSUMABLES | Z12169004 | ERECTILE DYSFUNCTION STIMULATORS | 5 | YES
Z | MEDICAL EQUIPMENT AND RELATED ACCESSORIES, SOFTWARE AND CONSUMABLES | Z12169080 | VARIOUS INSTRUMENTS FOR UROLOGY - HARDWARE ACCESSORIES | 5 | YES
Z | MEDICAL EQUIPMENT AND RELATED ACCESSORIES, SOFTWARE AND CONSUMABLES | Z12169082 | VARIOUS INSTRUMENTS FOR UROLOGY - SOFTWARE ACCESSORIES | 5 | YES
Z | MEDICAL EQUIPMENT AND RELATED ACCESSORIES, SOFTWARE AND CONSUMABLES | Z12169085 | VARIOUS INSTRUMENTS FOR UROLOGY - CONSUMABLES | 5 | YES
Z | MEDICAL EQUIPMENT AND RELATED ACCESSORIES, SOFTWARE AND CONSUMABLES | Z12169092 | VARIOUS INSTRUMENTS FOR UROLOGY - MEDICAL DEVICE SOFTWARE | 5 | YES
Z | MEDICAL EQUIPMENT AND RELATED ACCESSORIES, SOFTWARE AND CONSUMABLES | Z12169099 | VARIOUS INSTRUMENTS FOR UROLOGY - OTHER | 5 | YES
Z | MEDICAL EQUIPMENT AND RELATED ACCESSORIES, SOFTWARE AND CONSUMABLES | Z1217 | BLOOD TRANSFUSION INSTRUMENTS | 3 | NO
Z | MEDICAL EQUIPMENT AND RELATED ACCESSORIES, SOFTWARE AND CONSUMABLES | Z121701 | BLOOD BANKS REFRIGERATORS | 4 | YES
Z | MEDICAL EQUIPMENT AND RELATED ACCESSORIES, SOFTWARE AND CONSUMABLES | Z121702 | BLOOD AND BLOOD COMPONENTS FREEZERS | 4 | YES
Z | MEDICAL EQUIPMENT AND RELATED ACCESSORIES, SOFTWARE AND CONSUMABLES | Z121703 | BLOOD AND BLOOD COMPONENTS THAWERS | 4 | YES
Z | MEDICAL EQUIPMENT AND RELATED ACCESSORIES, SOFTWARE AND CONSUMABLES | Z121704 | APHERESIS EQUIPMENT | 4 | NO
Z | MEDICAL EQUIPMENT AND RELATED ACCESSORIES, SOFTWARE AND CONSUMABLES | Z12170401 | BLOOD DONATION APHERESIS EQUIPMENT | 5 | YES
Z | MEDICAL EQUIPMENT AND RELATED ACCESSORIES, SOFTWARE AND CONSUMABLES | Z12170402 | THERAPEUTIC APHERESIS EQUIPMENT | 5 | YES
Z | MEDICAL EQUIPMENT AND RELATED ACCESSORIES, SOFTWARE AND CONSUMABLES | Z121780 | BLOOD TRANSFUSION INSTRUMENTS - HARDWARE ACCESSORIES | 4 | YES
Z | MEDICAL EQUIPMENT AND RELATED ACCESSORIES, SOFTWARE AND CONSUMABLES | Z121799 | BLOOD TRANSFUSION INSTRUMENTS - OTHER | 4 | YES
Z | MEDICAL EQUIPMENT AND RELATED ACCESSORIES, SOFTWARE AND CONSUMABLES | Z1290 | VARIOUS INSTRUMENTS FOR FUNCTIONAL EXPLORATION AND THERAPEUTIC INTERVENTIONS | 3 | NO
Z | MEDICAL EQUIPMENT AND RELATED ACCESSORIES, SOFTWARE AND CONSUMABLES | Z129003 | CYCLES FOR PHYSIOTHERAPY AND/OR DIAGNOSTIC USES | 4 | YES
Z | MEDICAL EQUIPMENT AND RELATED ACCESSORIES, SOFTWARE AND CONSUMABLES | Z129004 | LIGHT SOURCES | 4 | YES
Z | MEDICAL EQUIPMENT AND RELATED ACCESSORIES, SOFTWARE AND CONSUMABLES | Z129005 | GENERIC PHOTOSTIMULATORS | 4 | YES
Z | MEDICAL EQUIPMENT AND RELATED ACCESSORIES, SOFTWARE AND CONSUMABLES | Z129006 | TREADMILLS FOR PHYSIOTHERAPY AND/OR DIAGNOSTIC USES | 4 | YES
Z | MEDICAL EQUIPMENT AND RELATED ACCESSORIES, SOFTWARE AND CONSUMABLES | Z129007 | HANGING UNITS FOR THE OPERATING ROOM AND INTENSIVE CARE | 4 | YES
Z | MEDICAL EQUIPMENT AND RELATED ACCESSORIES, SOFTWARE AND CONSUMABLES | Z129009 | EQUIPMENT FOR ANALYSING POTENTIAL | 4 | YES
Z | MEDICAL EQUIPMENT AND RELATED ACCESSORIES, SOFTWARE AND CONSUMABLES | Z129010 | MULTI-DISCIPLINARY HOLTER SYSTEMS | 4 | YES
Z | MEDICAL EQUIPMENT AND RELATED ACCESSORIES, SOFTWARE AND CONSUMABLES | Z129011 | MULTI-DISCIPLINARY TELEMETRY SYSTEMS | 4 | YES
Z | MEDICAL EQUIPMENT AND RELATED ACCESSORIES, SOFTWARE AND CONSUMABLES | Z129012 | MULTI-FUNCTIONAL POLYGRAPHIC SYSTEMS | 4 | YES
Z | MEDICAL EQUIPMENT AND RELATED ACCESSORIES, SOFTWARE AND CONSUMABLES | Z129013 | GENERAL AUDITORY AND/OR VISUAL STIMULATORS | 4 | YES
Z | MEDICAL EQUIPMENT AND RELATED ACCESSORIES, SOFTWARE AND CONSUMABLES | Z129017 | BED HEAD UNITS | 4 | YES
Z | MEDICAL EQUIPMENT AND RELATED ACCESSORIES, SOFTWARE AND CONSUMABLES | Z129080 | VARIOUS INSTRUMENTS FOR FUNCTIONAL EXPLORATION AND THERAPEUTIC INTERVENTIONS - HARDWARE ACCESSORIES | 4 | YES
Z | MEDICAL EQUIPMENT AND RELATED ACCESSORIES, SOFTWARE AND CONSUMABLES | Z129082 | VARIOUS INSTRUMENTS FOR FUNCTIONAL EXPLORATION AND THERAPEUTIC INTERVENTIONS - SOFTWARE ACCESSORIES | 4 | YES
Z | MEDICAL EQUIPMENT AND RELATED ACCESSORIES, SOFTWARE AND CONSUMABLES | Z129085 | VARIOUS INSTRUMENTS FOR FUNCTIONAL EXPLORATION AND THERAPEUTIC INTERVENTIONS - SPECIFIC MATERIALS | 4 | YES
Z | MEDICAL EQUIPMENT AND RELATED ACCESSORIES, SOFTWARE AND CONSUMABLES | Z129092 | VARIOUS INSTRUMENTS FOR FUNCTIONAL EXPLORATION AND THERAPEUTIC INTERVENTIONS - MEDICAL DEVICE SOFTWARE | 4 | YES
Z | MEDICAL EQUIPMENT AND RELATED ACCESSORIES, SOFTWARE AND CONSUMABLES | Z129099 | VARIOUS INSTRUMENTS FOR FUNCTIONAL EXPLORATION AND THERAPEUTIC INTERVENTIONS - OTHER | 4 | YES
Z | MEDICAL EQUIPMENT AND RELATED ACCESSORIES, SOFTWARE AND CONSUMABLES | Z13 | NON-SPECIFIC CONSUMABLES FOR DIAGNOSTIC INSTRUMENTS | 2 | NO
Z | MEDICAL EQUIPMENT AND RELATED ACCESSORIES, SOFTWARE AND CONSUMABLES | Z1301 | X-RAY FILMS | 3 | NO
Z | MEDICAL EQUIPMENT AND RELATED ACCESSORIES, SOFTWARE AND CONSUMABLES | Z130101 | GENERAL PURPOSE X-RAY FILMS | 4 | YES
Z | MEDICAL EQUIPMENT AND RELATED ACCESSORIES, SOFTWARE AND CONSUMABLES | Z130102 | THORACIC X-RAY FILMS | 4 | YES
Z | MEDICAL EQUIPMENT AND RELATED ACCESSORIES, SOFTWARE AND CONSUMABLES | Z130103 | MAMMOGRAPHIC X-RAY FILMS | 4 | YES
Z | MEDICAL EQUIPMENT AND RELATED ACCESSORIES, SOFTWARE AND CONSUMABLES | Z130104 | ENDORAL DENTAL X-RAY FILMS | 4 | YES
Z | MEDICAL EQUIPMENT AND RELATED ACCESSORIES, SOFTWARE AND CONSUMABLES | Z130105 | EXTRA–ORAL DENTAL X-RAY FILMS | 4 | YES
Z | MEDICAL EQUIPMENT AND RELATED ACCESSORIES, SOFTWARE AND CONSUMABLES | Z130106 | DRY THERMAL PRINTER X-RAY FILMS | 4 | YES
Z | MEDICAL EQUIPMENT AND RELATED ACCESSORIES, SOFTWARE AND CONSUMABLES | Z130107 | FILMS FOR REPRODUCTION FROM LASER TECHNOLOGIES | 4 | YES
Z | MEDICAL EQUIPMENT AND RELATED ACCESSORIES, SOFTWARE AND CONSUMABLES | Z130190 | FILMS FOR VARIOUS USES | 4 | NO
Z | MEDICAL EQUIPMENT AND RELATED ACCESSORIES, SOFTWARE AND CONSUMABLES | Z13019001 | FILMS FOR THE REPRODUCTION OF RADIOGRAMS (DUPLICATING) | 5 | YES
Z | MEDICAL EQUIPMENT AND RELATED ACCESSORIES, SOFTWARE AND CONSUMABLES | Z13019002 | RADIOTHERAPY VERIFICATION AND LOCALIZATION FILMS | 5 | YES
Z | MEDICAL EQUIPMENT AND RELATED ACCESSORIES, SOFTWARE AND CONSUMABLES | Z13019099 | X-RAY FILMS - OTHER | 5 | YES
Z | MEDICAL EQUIPMENT AND RELATED ACCESSORIES, SOFTWARE AND CONSUMABLES | Z1302 | DIAGNOSTIC REGISTRATION PAPERS | 3 | YES
Z | MEDICAL EQUIPMENT AND RELATED ACCESSORIES, SOFTWARE AND CONSUMABLES | Z1399 | NON-SPECIFIC CONSUMABLES FOR DIAGNOSTIC INSTRUMENTS - OTHER | 3 | YES